## Instructions
This spreadsheet serves as a template for ASHRAE Standard 205 compliant representations corresponding to RS0001 "Liquid-Cooled Chiller".
General Instructions:
Only the names and values are read out of this sheet using the SI-unit system defined in the standard. Any other columns are for user-information only.
Do not change Data Group, Data Element, or sheet names. These are used to translate the spreadsheet into simulation data.
If data group is not required, it's required elements are only required if the data group is present
RSID, RSVersion, and RSTitle should not be changed (they are set by the schema associated with this template).
Performance maps and array data groups each have separate sheets to enable an extensible number of entries in consecutive rows.
Performance map grid variables are colored in blue and must be entered in the order defined by the standard (with the rightmost column varying with the highest frequency)
The structure of the data here does not necessarily reflect the actual hierarchical data structure as defined in the standard. It has been modified for user readability, but contains all necessary data elements for simulation purposes.
This instruction sheet is informative only. It may be removed once data entry is complete.

## RS0001
Data Group | Data Element | Value | Units | Required?
ASHRAE205 |  |  |  | Yes
| RSID | RS0001 |  | Yes
| RSVersion | 0.1.0 |  | Yes
| RSTitle | Liquid-Cooled Chillers |  | Yes
| ID | UID123456789 |  | Yes
| dataTimeStamp | 2019-02-04 14:20 |  | Yes
| dataVersion | A205DV-1
| description | Water Cooled Centrifugal Chiller
| dataSource | CWI-ChilSelect
notes
Description/ProductInformation
| manufacturer | ColdWaterInc |  | Yes
| manufacturerSoftwareVersion | CW.2019.01 |  | Yes
| modelNumber | CC-500-VS |  | Yes
| nominalVoltage | 460 | V | Yes
| nominalFrequency | 60 | Hz | Yes
| toleranceStandard | AHRI 551/591-2015
| compressorType | Centrifugal |  | Yes
| driveType | variableSpeed |  | Yes
| liquidDataSource | AHRI 551/591-2015
| refrigerantType | R134a |  | Yes
| hotgasBypassInstalled | 0
Description/RatingAHRI
| certificationReferenceNumber | 987654 |  | Yes
| standardRatingVersion | AHRI_551_591_2015 |  | Yes
| designNetRefrigeratingCapacity | 1758000 | W | Yes
| designInputPower | 284900 | W | Yes
| designCOP | 6.171 |  | Yes
| designPartLoadValue | 10.36 |  | Yes
| designEvaporatorLiquidVolumetricFlowRate | 0.008385 | m3/s | Yes
| designEvaporatorLiquidLeavingTemperature | 7 | C | Yes
| designEvaporatorLiquidEnteringTemperature | 12 | C | Yes
| designEvaporatorLiquidDifferentialPressure | 53100 | Pa | Yes
| designCondenserLiquidVolumetricFlowRate | 0.009737 | m3/s | Yes
| designCondenserLiquidEnteringTemperature | 30 | C | Yes
| designCondenserLiquidLeavingTemperature | 35 | C | Yes
| designCondenserLiquidDifferentialPressure | 36400 | Pa | Yes
Performance |  |  |  | Yes
| evaporatorLiquidType | water |  | Yes
| condenserLiquidType | water |  | Yes
| evaporatorFoulingFactor | 1.8e-05 | m2-K/W | Yes
| condenserFoulingFactor | 4.4e-05 | m2-K/W | Yes
| unitPowerLimit | 315000 | W

## PerformanceMapCooling
evaporatorLiquidVolumetricFlowRate | evaporatorLiquidLeavingTemperature | condenserLiquidVolumetricFlowRate | condenserLiquidEnteringTemperature | netEvaporatorCapacityFraction | inputPower | netEvaporatorCapacity | netCondenserCapacity | evaporatorLiquidEnteringTemperature | condenserLiquidLeavingTemperature | evaporatorLiquidDifferentialPressure | condenserLiquidDifferentialPressure | oilCoolerHeat | motorControllerHeat
m3/s | C | m3/s | C |  | W | W | W | K | K | Pa | Pa | W | W
0.05585 | 5 | 0.00115 | 10.5 | 0.15 | Null | Null | Null | Null | Null | Null | Null | Null | Null
0.05585 | 5 | 0.00115 | 10.5 | 0.2 | Null | Null | Null | Null | Null | Null | Null | Null | Null
0.05585 | 5 | 0.00115 | 10.5 | 0.3 | Null | Null | Null | Null | Null | Null | Null | Null | Null
0.05585 | 5 | 0.00115 | 10.5 | 0.4 | Null | Null | Null | Null | Null | Null | Null | Null | Null
0.05585 | 5 | 0.00115 | 10.5 | 0.5 | Null | Null | Null | Null | Null | Null | Null | Null | Null
0.05585 | 5 | 0.00115 | 10.5 | 0.6 | Null | Null | Null | Null | Null | Null | Null | Null | Null
0.05585 | 5 | 0.00115 | 10.5 | 0.7 | Null | Null | Null | Null | Null | Null | Null | Null | Null
0.05585 | 5 | 0.00115 | 10.5 | 0.8 | Null | Null | Null | Null | Null | Null | Null | Null | Null
0.05585 | 5 | 0.00115 | 10.5 | 0.9 | Null | Null | Null | Null | Null | Null | Null | Null | Null
0.05585 | 5 | 0.00115 | 10.5 | 1 | Null | Null | Null | Null | Null | Null | Null | Null | Null
0.05585 | 5 | 0.00115 | 11 | 0.15 | Null | Null | Null | Null | Null | Null | Null | Null | Null
0.05585 | 5 | 0.00115 | 11 | 0.2 | Null | Null | Null | Null | Null | Null | Null | Null | Null
0.05585 | 5 | 0.00115 | 11 | 0.3 | Null | Null | Null | Null | Null | Null | Null | Null | Null
0.05585 | 5 | 0.00115 | 11 | 0.4 | Null | Null | Null | Null | Null | Null | Null | Null | Null
0.05585 | 5 | 0.00115 | 11 | 0.5 | Null | Null | Null | Null | Null | Null | Null | Null | Null
0.05585 | 5 | 0.00115 | 11 | 0.6 | Null | Null | Null | Null | Null | Null | Null | Null | Null
0.05585 | 5 | 0.00115 | 11 | 0.7 | Null | Null | Null | Null | Null | Null | Null | Null | Null
0.05585 | 5 | 0.00115 | 11 | 0.8 | Null | Null | Null | Null | Null | Null | Null | Null | Null
0.05585 | 5 | 0.00115 | 11 | 0.9 | Null | Null | Null | Null | Null | Null | Null | Null | Null
0.05585 | 5 | 0.00115 | 11 | 1 | Null | Null | Null | Null | Null | Null | Null | Null | Null
0.05585 | 5 | 0.00115 | 11.5 | 0.15 | Null | Null | Null | Null | Null | Null | Null | Null | Null
0.05585 | 5 | 0.00115 | 11.5 | 0.2 | Null | Null | Null | Null | Null | Null | Null | Null | Null
0.05585 | 5 | 0.00115 | 11.5 | 0.3 | Null | Null | Null | Null | Null | Null | Null | Null | Null
0.05585 | 5 | 0.00115 | 11.5 | 0.4 | Null | Null | Null | Null | Null | Null | Null | Null | Null
0.05585 | 5 | 0.00115 | 11.5 | 0.5 | Null | Null | Null | Null | Null | Null | Null | Null | Null
0.05585 | 5 | 0.00115 | 11.5 | 0.6 | Null | Null | Null | Null | Null | Null | Null | Null | Null
0.05585 | 5 | 0.00115 | 11.5 | 0.7 | Null | Null | Null | Null | Null | Null | Null | Null | Null
0.05585 | 5 | 0.00115 | 11.5 | 0.8 | Null | Null | Null | Null | Null | Null | Null | Null | Null
0.05585 | 5 | 0.00115 | 11.5 | 0.9 | Null | Null | Null | Null | Null | Null | Null | Null | Null
0.05585 | 5 | 0.00115 | 11.5 | 1 | Null | Null | Null | Null | Null | Null | Null | Null | Null
0.05585 | 5 | 0.00115 | 12 | 0.15 | Null | Null | Null | Null | Null | Null | Null | Null | Null
0.05585 | 5 | 0.00115 | 12 | 0.2 | Null | Null | Null | Null | Null | Null | Null | Null | Null
0.05585 | 5 | 0.00115 | 12 | 0.3 | Null | Null | Null | Null | Null | Null | Null | Null | Null
0.05585 | 5 | 0.00115 | 12 | 0.4 | Null | Null | Null | Null | Null | Null | Null | Null | Null
0.05585 | 5 | 0.00115 | 12 | 0.5 | Null | Null | Null | Null | Null | Null | Null | Null | Null
0.05585 | 5 | 0.00115 | 12 | 0.6 | Null | Null | Null | Null | Null | Null | Null | Null | Null
0.05585 | 5 | 0.00115 | 12 | 0.7 | Null | Null | Null | Null | Null | Null | Null | Null | Null
0.05585 | 5 | 0.00115 | 12 | 0.8 | Null | Null | Null | Null | Null | Null | Null | Null | Null
0.05585 | 5 | 0.00115 | 12 | 0.9 | Null | Null | Null | Null | Null | Null | Null | Null | Null
0.05585 | 5 | 0.00115 | 12 | 1 | Null | Null | Null | Null | Null | Null | Null | Null | Null
0.05585 | 5 | 0.00115 | 12.5 | 0.15 | Null | Null | Null | Null | Null | Null | Null | Null | Null
0.05585 | 5 | 0.00115 | 12.5 | 0.2 | Null | Null | Null | Null | Null | Null | Null | Null | Null
0.05585 | 5 | 0.00115 | 12.5 | 0.3 | Null | Null | Null | Null | Null | Null | Null | Null | Null
0.05585 | 5 | 0.00115 | 12.5 | 0.4 | Null | Null | Null | Null | Null | Null | Null | Null | Null
0.05585 | 5 | 0.00115 | 12.5 | 0.5 | Null | Null | Null | Null | Null | Null | Null | Null | Null
0.05585 | 5 | 0.00115 | 12.5 | 0.6 | Null | Null | Null | Null | Null | Null | Null | Null | Null
0.05585 | 5 | 0.00115 | 12.5 | 0.7 | Null | Null | Null | Null | Null | Null | Null | Null | Null
0.05585 | 5 | 0.00115 | 12.5 | 0.8 | Null | Null | Null | Null | Null | Null | Null | Null | Null
0.05585 | 5 | 0.00115 | 12.5 | 0.9 | Null | Null | Null | Null | Null | Null | Null | Null | Null
0.05585 | 5 | 0.00115 | 12.5 | 1 | Null | Null | Null | Null | Null | Null | Null | Null | Null
0.05585 | 5 | 0.00115 | 13 | 0.15 | Null | Null | Null | Null | Null | Null | Null | Null | Null
0.05585 | 5 | 0.00115 | 13 | 0.2 | Null | Null | Null | Null | Null | Null | Null | Null | Null
0.05585 | 5 | 0.00115 | 13 | 0.3 | Null | Null | Null | Null | Null | Null | Null | Null | Null
0.05585 | 5 | 0.00115 | 13 | 0.4 | Null | Null | Null | Null | Null | Null | Null | Null | Null
0.05585 | 5 | 0.00115 | 13 | 0.5 | Null | Null | Null | Null | Null | Null | Null | Null | Null
0.05585 | 5 | 0.00115 | 13 | 0.6 | Null | Null | Null | Null | Null | Null | Null | Null | Null
0.05585 | 5 | 0.00115 | 13 | 0.7 | Null | Null | Null | Null | Null | Null | Null | Null | Null
0.05585 | 5 | 0.00115 | 13 | 0.8 | Null | Null | Null | Null | Null | Null | Null | Null | Null
0.05585 | 5 | 0.00115 | 13 | 0.9 | Null | Null | Null | Null | Null | Null | Null | Null | Null
0.05585 | 5 | 0.00115 | 13 | 1 | Null | Null | Null | Null | Null | Null | Null | Null | Null
0.05585 | 5 | 0.00115 | 13.5 | 0.15 | Null | Null | Null | Null | Null | Null | Null | Null | Null
0.05585 | 5 | 0.00115 | 13.5 | 0.2 | Null | Null | Null | Null | Null | Null | Null | Null | Null
0.05585 | 5 | 0.00115 | 13.5 | 0.3 | Null | Null | Null | Null | Null | Null | Null | Null | Null
0.05585 | 5 | 0.00115 | 13.5 | 0.4 | Null | Null | Null | Null | Null | Null | Null | Null | Null
0.05585 | 5 | 0.00115 | 13.5 | 0.5 | Null | Null | Null | Null | Null | Null | Null | Null | Null
0.05585 | 5 | 0.00115 | 13.5 | 0.6 | Null | Null | Null | Null | Null | Null | Null | Null | Null
0.05585 | 5 | 0.00115 | 13.5 | 0.7 | Null | Null | Null | Null | Null | Null | Null | Null | Null
0.05585 | 5 | 0.00115 | 13.5 | 0.8 | Null | Null | Null | Null | Null | Null | Null | Null | Null
0.05585 | 5 | 0.00115 | 13.5 | 0.9 | Null | Null | Null | Null | Null | Null | Null | Null | Null
0.05585 | 5 | 0.00115 | 13.5 | 1 | Null | Null | Null | Null | Null | Null | Null | Null | Null
0.05585 | 5 | 0.00115 | 14 | 0.15 | Null | Null | Null | Null | Null | Null | Null | Null | Null
0.05585 | 5 | 0.00115 | 14 | 0.2 | Null | Null | Null | Null | Null | Null | Null | Null | Null
0.05585 | 5 | 0.00115 | 14 | 0.3 | Null | Null | Null | Null | Null | Null | Null | Null | Null
0.05585 | 5 | 0.00115 | 14 | 0.4 | Null | Null | Null | Null | Null | Null | Null | Null | Null
0.05585 | 5 | 0.00115 | 14 | 0.5 | Null | Null | Null | Null | Null | Null | Null | Null | Null
0.05585 | 5 | 0.00115 | 14 | 0.6 | Null | Null | Null | Null | Null | Null | Null | Null | Null
0.05585 | 5 | 0.00115 | 14 | 0.7 | Null | Null | Null | Null | Null | Null | Null | Null | Null
0.05585 | 5 | 0.00115 | 14 | 0.8 | Null | Null | Null | Null | Null | Null | Null | Null | Null
0.05585 | 5 | 0.00115 | 14 | 0.9 | Null | Null | Null | Null | Null | Null | Null | Null | Null
0.05585 | 5 | 0.00115 | 14 | 1 | Null | Null | Null | Null | Null | Null | Null | Null | Null
0.05585 | 5 | 0.00115 | 14.5 | 0.15 | Null | Null | Null | Null | Null | Null | Null | Null | Null
0.05585 | 5 | 0.00115 | 14.5 | 0.2 | Null | Null | Null | Null | Null | Null | Null | Null | Null
0.05585 | 5 | 0.00115 | 14.5 | 0.3 | Null | Null | Null | Null | Null | Null | Null | Null | Null
0.05585 | 5 | 0.00115 | 14.5 | 0.4 | Null | Null | Null | Null | Null | Null | Null | Null | Null
0.05585 | 5 | 0.00115 | 14.5 | 0.5 | Null | Null | Null | Null | Null | Null | Null | Null | Null
0.05585 | 5 | 0.00115 | 14.5 | 0.6 | Null | Null | Null | Null | Null | Null | Null | Null | Null
0.05585 | 5 | 0.00115 | 14.5 | 0.7 | Null | Null | Null | Null | Null | Null | Null | Null | Null
0.05585 | 5 | 0.00115 | 14.5 | 0.8 | Null | Null | Null | Null | Null | Null | Null | Null | Null
0.05585 | 5 | 0.00115 | 14.5 | 0.9 | Null | Null | Null | Null | Null | Null | Null | Null | Null
0.05585 | 5 | 0.00115 | 14.5 | 1 | Null | Null | Null | Null | Null | Null | Null | Null | Null
0.05585 | 5 | 0.00115 | 15 | 0.15 | Null | Null | Null | Null | Null | Null | Null | Null | Null
0.05585 | 5 | 0.00115 | 15 | 0.2 | Null | Null | Null | Null | Null | Null | Null | Null | Null
0.05585 | 5 | 0.00115 | 15 | 0.3 | Null | Null | Null | Null | Null | Null | Null | Null | Null
0.05585 | 5 | 0.00115 | 15 | 0.4 | Null | Null | Null | Null | Null | Null | Null | Null | Null
0.05585 | 5 | 0.00115 | 15 | 0.5 | Null | Null | Null | Null | Null | Null | Null | Null | Null
0.05585 | 5 | 0.00115 | 15 | 0.6 | Null | Null | Null | Null | Null | Null | Null | Null | Null
0.05585 | 5 | 0.00115 | 15 | 0.7 | Null | Null | Null | Null | Null | Null | Null | Null | Null
0.05585 | 5 | 0.00115 | 15 | 0.8 | Null | Null | Null | Null | Null | Null | Null | Null | Null
0.05585 | 5 | 0.00115 | 15 | 0.9 | Null | Null | Null | Null | Null | Null | Null | Null | Null
0.05585 | 5 | 0.00115 | 15 | 1 | Null | Null | Null | Null | Null | Null | Null | Null | Null
0.05585 | 5 | 0.00115 | 15.5 | 0.15 | Null | Null | Null | Null | Null | Null | Null | Null | Null
0.05585 | 5 | 0.00115 | 15.5 | 0.2 | Null | Null | Null | Null | Null | Null | Null | Null | Null
0.05585 | 5 | 0.00115 | 15.5 | 0.3 | Null | Null | Null | Null | Null | Null | Null | Null | Null
0.05585 | 5 | 0.00115 | 15.5 | 0.4 | Null | Null | Null | Null | Null | Null | Null | Null | Null
0.05585 | 5 | 0.00115 | 15.5 | 0.5 | Null | Null | Null | Null | Null | Null | Null | Null | Null
0.05585 | 5 | 0.00115 | 15.5 | 0.6 | Null | Null | Null | Null | Null | Null | Null | Null | Null
0.05585 | 5 | 0.00115 | 15.5 | 0.7 | Null | Null | Null | Null | Null | Null | Null | Null | Null
0.05585 | 5 | 0.00115 | 15.5 | 0.8 | Null | Null | Null | Null | Null | Null | Null | Null | Null
0.05585 | 5 | 0.00115 | 15.5 | 0.9 | Null | Null | Null | Null | Null | Null | Null | Null | Null
0.05585 | 5 | 0.00115 | 15.5 | 1 | Null | Null | Null | Null | Null | Null | Null | Null | Null
0.05585 | 5 | 0.00115 | 16 | 0.15 | Null | Null | Null | Null | Null | Null | Null | Null | Null
0.05585 | 5 | 0.00115 | 16 | 0.2 | Null | Null | Null | Null | Null | Null | Null | Null | Null
0.05585 | 5 | 0.00115 | 16 | 0.3 | Null | Null | Null | Null | Null | Null | Null | Null | Null
0.05585 | 5 | 0.00115 | 16 | 0.4 | Null | Null | Null | Null | Null | Null | Null | Null | Null
0.05585 | 5 | 0.00115 | 16 | 0.5 | Null | Null | Null | Null | Null | Null | Null | Null | Null
0.05585 | 5 | 0.00115 | 16 | 0.6 | Null | Null | Null | Null | Null | Null | Null | Null | Null
0.05585 | 5 | 0.00115 | 16 | 0.7 | Null | Null | Null | Null | Null | Null | Null | Null | Null
0.05585 | 5 | 0.00115 | 16 | 0.8 | Null | Null | Null | Null | Null | Null | Null | Null | Null
0.05585 | 5 | 0.00115 | 16 | 0.9 | Null | Null | Null | Null | Null | Null | Null | Null | Null
0.05585 | 5 | 0.00115 | 16 | 1 | Null | Null | Null | Null | Null | Null | Null | Null | Null
0.05585 | 5 | 0.00115 | 16.5 | 0.15 | Null | Null | Null | Null | Null | Null | Null | Null | Null
0.05585 | 5 | 0.00115 | 16.5 | 0.2 | Null | Null | Null | Null | Null | Null | Null | Null | Null
0.05585 | 5 | 0.00115 | 16.5 | 0.3 | Null | Null | Null | Null | Null | Null | Null | Null | Null
0.05585 | 5 | 0.00115 | 16.5 | 0.4 | Null | Null | Null | Null | Null | Null | Null | Null | Null
0.05585 | 5 | 0.00115 | 16.5 | 0.5 | Null | Null | Null | Null | Null | Null | Null | Null | Null
0.05585 | 5 | 0.00115 | 16.5 | 0.6 | Null | Null | Null | Null | Null | Null | Null | Null | Null
0.05585 | 5 | 0.00115 | 16.5 | 0.7 | Null | Null | Null | Null | Null | Null | Null | Null | Null
0.05585 | 5 | 0.00115 | 16.5 | 0.8 | Null | Null | Null | Null | Null | Null | Null | Null | Null
0.05585 | 5 | 0.00115 | 16.5 | 0.9 | Null | Null | Null | Null | Null | Null | Null | Null | Null
0.05585 | 5 | 0.00115 | 16.5 | 1 | Null | Null | Null | Null | Null | Null | Null | Null | Null
0.05585 | 5 | 0.00115 | 17 | 0.15 | Null | Null | Null | Null | Null | Null | Null | Null | Null
0.05585 | 5 | 0.00115 | 17 | 0.2 | Null | Null | Null | Null | Null | Null | Null | Null | Null
0.05585 | 5 | 0.00115 | 17 | 0.3 | Null | Null | Null | Null | Null | Null | Null | Null | Null
0.05585 | 5 | 0.00115 | 17 | 0.4 | Null | Null | Null | Null | Null | Null | Null | Null | Null
0.05585 | 5 | 0.00115 | 17 | 0.5 | Null | Null | Null | Null | Null | Null | Null | Null | Null
0.05585 | 5 | 0.00115 | 17 | 0.6 | Null | Null | Null | Null | Null | Null | Null | Null | Null
0.05585 | 5 | 0.00115 | 17 | 0.7 | Null | Null | Null | Null | Null | Null | Null | Null | Null
0.05585 | 5 | 0.00115 | 17 | 0.8 | Null | Null | Null | Null | Null | Null | Null | Null | Null
0.05585 | 5 | 0.00115 | 17 | 0.9 | Null | Null | Null | Null | Null | Null | Null | Null | Null
0.05585 | 5 | 0.00115 | 17 | 1 | Null | Null | Null | Null | Null | Null | Null | Null | Null
0.05585 | 5 | 0.00115 | 17.5 | 0.15 | Null | Null | Null | Null | Null | Null | Null | Null | Null
0.05585 | 5 | 0.00115 | 17.5 | 0.2 | Null | Null | Null | Null | Null | Null | Null | Null | Null
0.05585 | 5 | 0.00115 | 17.5 | 0.3 | Null | Null | Null | Null | Null | Null | Null | Null | Null
0.05585 | 5 | 0.00115 | 17.5 | 0.4 | Null | Null | Null | Null | Null | Null | Null | Null | Null
0.05585 | 5 | 0.00115 | 17.5 | 0.5 | Null | Null | Null | Null | Null | Null | Null | Null | Null
0.05585 | 5 | 0.00115 | 17.5 | 0.6 | Null | Null | Null | Null | Null | Null | Null | Null | Null
0.05585 | 5 | 0.00115 | 17.5 | 0.7 | Null | Null | Null | Null | Null | Null | Null | Null | Null
0.05585 | 5 | 0.00115 | 17.5 | 0.8 | Null | Null | Null | Null | Null | Null | Null | Null | Null
0.05585 | 5 | 0.00115 | 17.5 | 0.9 | Null | Null | Null | Null | Null | Null | Null | Null | Null
0.05585 | 5 | 0.00115 | 17.5 | 1 | Null | Null | Null | Null | Null | Null | Null | Null | Null
0.05585 | 5 | 0.00115 | 18 | 0.15 | Null | Null | Null | Null | Null | Null | Null | Null | Null
0.05585 | 5 | 0.00115 | 18 | 0.2 | Null | Null | Null | Null | Null | Null | Null | Null | Null
0.05585 | 5 | 0.00115 | 18 | 0.3 | Null | Null | Null | Null | Null | Null | Null | Null | Null
0.05585 | 5 | 0.00115 | 18 | 0.4 | Null | Null | Null | Null | Null | Null | Null | Null | Null
0.05585 | 5 | 0.00115 | 18 | 0.5 | Null | Null | Null | Null | Null | Null | Null | Null | Null
0.05585 | 5 | 0.00115 | 18 | 0.6 | Null | Null | Null | Null | Null | Null | Null | Null | Null
0.05585 | 5 | 0.00115 | 18 | 0.7 | Null | Null | Null | Null | Null | Null | Null | Null | Null
0.05585 | 5 | 0.00115 | 18 | 0.8 | Null | Null | Null | Null | Null | Null | Null | Null | Null
0.05585 | 5 | 0.00115 | 18 | 0.9 | Null | Null | Null | Null | Null | Null | Null | Null | Null
0.05585 | 5 | 0.00115 | 18 | 1 | Null | Null | Null | Null | Null | Null | Null | Null | Null
0.05585 | 5 | 0.00115 | 21 | 0.15 | Null | Null | Null | Null | Null | Null | Null | Null | Null
0.05585 | 5 | 0.00115 | 21 | 0.2 | Null | Null | Null | Null | Null | Null | Null | Null | Null
0.05585 | 5 | 0.00115 | 21 | 0.3 | Null | Null | Null | Null | Null | Null | Null | Null | Null
0.05585 | 5 | 0.00115 | 21 | 0.4 | Null | Null | Null | Null | Null | Null | Null | Null | Null
0.05585 | 5 | 0.00115 | 21 | 0.5 | Null | Null | Null | Null | Null | Null | Null | Null | Null
0.05585 | 5 | 0.00115 | 21 | 0.6 | Null | Null | Null | Null | Null | Null | Null | Null | Null
0.05585 | 5 | 0.00115 | 21 | 0.7 | Null | Null | Null | Null | Null | Null | Null | Null | Null
0.05585 | 5 | 0.00115 | 21 | 0.8 | Null | Null | Null | Null | Null | Null | Null | Null | Null
0.05585 | 5 | 0.00115 | 21 | 0.9 | Null | Null | Null | Null | Null | Null | Null | Null | Null
0.05585 | 5 | 0.00115 | 21 | 1 | Null | Null | Null | Null | Null | Null | Null | Null | Null
0.05585 | 5 | 0.00115 | 24 | 0.15 | Null | Null | Null | Null | Null | Null | Null | Null | Null
0.05585 | 5 | 0.00115 | 24 | 0.2 | Null | Null | Null | Null | Null | Null | Null | Null | Null
0.05585 | 5 | 0.00115 | 24 | 0.3 | Null | Null | Null | Null | Null | Null | Null | Null | Null
0.05585 | 5 | 0.00115 | 24 | 0.4 | Null | Null | Null | Null | Null | Null | Null | Null | Null
0.05585 | 5 | 0.00115 | 24 | 0.5 | Null | Null | Null | Null | Null | Null | Null | Null | Null
0.05585 | 5 | 0.00115 | 24 | 0.6 | Null | Null | Null | Null | Null | Null | Null | Null | Null
0.05585 | 5 | 0.00115 | 24 | 0.7 | Null | Null | Null | Null | Null | Null | Null | Null | Null
0.05585 | 5 | 0.00115 | 24 | 0.8 | Null | Null | Null | Null | Null | Null | Null | Null | Null
0.05585 | 5 | 0.00115 | 24 | 0.9 | Null | Null | Null | Null | Null | Null | Null | Null | Null
0.05585 | 5 | 0.00115 | 24 | 1 | Null | Null | Null | Null | Null | Null | Null | Null | Null
0.05585 | 5 | 0.00115 | 27 | 0.15 | Null | Null | Null | Null | Null | Null | Null | Null | Null
0.05585 | 5 | 0.00115 | 27 | 0.2 | Null | Null | Null | Null | Null | Null | Null | Null | Null
0.05585 | 5 | 0.00115 | 27 | 0.3 | Null | Null | Null | Null | Null | Null | Null | Null | Null
0.05585 | 5 | 0.00115 | 27 | 0.4 | Null | Null | Null | Null | Null | Null | Null | Null | Null
0.05585 | 5 | 0.00115 | 27 | 0.5 | Null | Null | Null | Null | Null | Null | Null | Null | Null
0.05585 | 5 | 0.00115 | 27 | 0.6 | Null | Null | Null | Null | Null | Null | Null | Null | Null
0.05585 | 5 | 0.00115 | 27 | 0.7 | Null | Null | Null | Null | Null | Null | Null | Null | Null
0.05585 | 5 | 0.00115 | 27 | 0.8 | Null | Null | Null | Null | Null | Null | Null | Null | Null
0.05585 | 5 | 0.00115 | 27 | 0.9 | Null | Null | Null | Null | Null | Null | Null | Null | Null
0.05585 | 5 | 0.00115 | 27 | 1 | Null | Null | Null | Null | Null | Null | Null | Null | Null
0.05585 | 5 | 0.00115 | 30 | 0.15 | Null | Null | Null | Null | Null | Null | Null | Null | Null
0.05585 | 5 | 0.00115 | 30 | 0.2 | Null | Null | Null | Null | Null | Null | Null | Null | Null
0.05585 | 5 | 0.00115 | 30 | 0.3 | Null | Null | Null | Null | Null | Null | Null | Null | Null
0.05585 | 5 | 0.00115 | 30 | 0.4 | Null | Null | Null | Null | Null | Null | Null | Null | Null
0.05585 | 5 | 0.00115 | 30 | 0.5 | Null | Null | Null | Null | Null | Null | Null | Null | Null
0.05585 | 5 | 0.00115 | 30 | 0.6 | Null | Null | Null | Null | Null | Null | Null | Null | Null
0.05585 | 5 | 0.00115 | 30 | 0.7 | Null | Null | Null | Null | Null | Null | Null | Null | Null
0.05585 | 5 | 0.00115 | 30 | 0.8 | Null | Null | Null | Null | Null | Null | Null | Null | Null
0.05585 | 5 | 0.00115 | 30 | 0.9 | Null | Null | Null | Null | Null | Null | Null | Null | Null
0.05585 | 5 | 0.00115 | 30 | 1 | Null | Null | Null | Null | Null | Null | Null | Null | Null
0.05585 | 5 | 0.077 | 10.5 | 0.15 | 24000 | 264000 | 287000 | 285.15 | 284.5404 | 26.1 | 24 | 0 | 733
0.05585 | 5 | 0.077 | 10.5 | 0.2 | 27000 | 352000 | 378000 | 285.15 | 284.8211 | 26.1 | 24 | 0 | 816
0.05585 | 5 | 0.077 | 10.5 | 0.3 | 33000 | 527000 | 560000 | 285.15 | 285.3841 | 26.1 | 24 | 0 | 999
0.05585 | 5 | 0.077 | 10.5 | 0.4 | 40000 | 703000 | 742000 | 285.15 | 285.9501 | 26.1 | 24 | 0 | 1213
0.05585 | 5 | 0.077 | 10.5 | 0.5 | 48000 | 879000 | 926000 | 285.15 | 286.5176 | 26.1 | 24 | 0 | 1441
0.05585 | 5 | 0.077 | 10.5 | 0.6 | 59000 | 1055000 | 1112000 | 285.15 | 287.0945 | 26.1 | 24 | 0 | 1763
0.05585 | 5 | 0.077 | 10.5 | 0.7 | 75000 | 1231000 | 1304000 | 285.15 | 287.6894 | 26.1 | 24 | 0 | 2265
0.05585 | 5 | 0.077 | 10.5 | 0.8 | 95000 | 1406000 | 1499000 | 285.15 | 288.2935 | 26.1 | 24 | 0 | 2859
0.05585 | 5 | 0.077 | 10.5 | 0.9 | 121000 | 1582000 | 1699000 | 285.15 | 288.915 | 26.1 | 24 | 0 | 3626
0.05585 | 5 | 0.077 | 10.5 | 1 | 161000 | 1758000 | 1914000 | 285.15 | 289.5798 | 26.1 | 24 | 0 | 4825
0.05585 | 5 | 0.077 | 11 | 0.15 | 25000 | 264000 | 288000 | 285.15 | 285.042 | 26.1 | 24 | 0 | 747
0.05585 | 5 | 0.077 | 11 | 0.2 | 28000 | 352000 | 378000 | 285.15 | 285.3229 | 26.1 | 24 | 0 | 832
0.05585 | 5 | 0.077 | 11 | 0.3 | 34000 | 527000 | 561000 | 285.15 | 285.8869 | 26.1 | 24 | 0 | 1024
0.05585 | 5 | 0.077 | 11 | 0.4 | 41000 | 703000 | 743000 | 285.15 | 286.4526 | 26.1 | 24 | 0 | 1233
0.05585 | 5 | 0.077 | 11 | 0.5 | 49000 | 879000 | 927000 | 285.15 | 287.0218 | 26.1 | 24 | 0 | 1476
0.05585 | 5 | 0.077 | 11 | 0.6 | 61000 | 1055000 | 1114000 | 285.15 | 287.602 | 26.1 | 24 | 0 | 1830
0.05585 | 5 | 0.077 | 11 | 0.7 | 78000 | 1231000 | 1306000 | 285.15 | 288.1974 | 26.1 | 24 | 0 | 2335
0.05585 | 5 | 0.077 | 11 | 0.8 | 98000 | 1406000 | 1501000 | 285.15 | 288.8019 | 26.1 | 24 | 0 | 2932
0.05585 | 5 | 0.077 | 11 | 0.9 | 123000 | 1582000 | 1701000 | 285.15 | 289.4225 | 26.1 | 24 | 0 | 3688
0.05585 | 5 | 0.077 | 11 | 1 | 164000 | 1758000 | 1917000 | 285.15 | 290.0897 | 26.1 | 24 | 0 | 4911
0.05585 | 5 | 0.077 | 11.5 | 0.15 | 25000 | 264000 | 288000 | 285.15 | 285.5438 | 26.1 | 24 | 0 | 763
0.05585 | 5 | 0.077 | 11.5 | 0.2 | 29000 | 352000 | 379000 | 285.15 | 285.8255 | 26.1 | 24 | 0 | 855
0.05585 | 5 | 0.077 | 11.5 | 0.3 | 35000 | 527000 | 561000 | 285.15 | 286.3895 | 26.1 | 24 | 0 | 1046
0.05585 | 5 | 0.077 | 11.5 | 0.4 | 42000 | 703000 | 744000 | 285.15 | 286.9564 | 26.1 | 24 | 0 | 1266
0.05585 | 5 | 0.077 | 11.5 | 0.5 | 51000 | 879000 | 928000 | 285.15 | 287.5264 | 26.1 | 24 | 0 | 1516
0.05585 | 5 | 0.077 | 11.5 | 0.6 | 63000 | 1055000 | 1116000 | 285.15 | 288.1095 | 26.1 | 24 | 0 | 1897
0.05585 | 5 | 0.077 | 11.5 | 0.7 | 80000 | 1231000 | 1308000 | 285.15 | 288.7054 | 26.1 | 24 | 0 | 2407
0.05585 | 5 | 0.077 | 11.5 | 0.8 | 100000 | 1406000 | 1504000 | 285.15 | 289.3105 | 26.1 | 24 | 0 | 3007
0.05585 | 5 | 0.077 | 11.5 | 0.9 | 125000 | 1582000 | 1704000 | 285.15 | 289.931 | 26.1 | 24 | 0 | 3761
0.05585 | 5 | 0.077 | 11.5 | 1 | 166000 | 1758000 | 1919000 | 285.15 | 290.5985 | 26.1 | 24 | 0 | 4985
0.05585 | 5 | 0.077 | 12 | 0.15 | 26000 | 264000 | 289000 | 285.15 | 286.0457 | 26.1 | 24 | 0 | 780
0.05585 | 5 | 0.077 | 12 | 0.2 | 29000 | 352000 | 380000 | 285.15 | 286.3271 | 26.1 | 24 | 0 | 868
0.05585 | 5 | 0.077 | 12 | 0.3 | 36000 | 527000 | 562000 | 285.15 | 286.8923 | 26.1 | 24 | 0 | 1070
0.05585 | 5 | 0.077 | 12 | 0.4 | 43000 | 703000 | 745000 | 285.15 | 287.4596 | 26.1 | 24 | 0 | 1293
0.05585 | 5 | 0.077 | 12 | 0.5 | 52000 | 879000 | 930000 | 285.15 | 288.0317 | 26.1 | 24 | 0 | 1562
0.05585 | 5 | 0.077 | 12 | 0.6 | 66000 | 1055000 | 1118000 | 285.15 | 288.6171 | 26.1 | 24 | 0 | 1965
0.05585 | 5 | 0.077 | 12 | 0.7 | 83000 | 1231000 | 1311000 | 285.15 | 289.2138 | 26.1 | 24 | 0 | 2481
0.05585 | 5 | 0.077 | 12 | 0.8 | 103000 | 1406000 | 1506000 | 285.15 | 289.8195 | 26.1 | 24 | 0 | 3086
0.05585 | 5 | 0.077 | 12 | 0.9 | 128000 | 1582000 | 1706000 | 285.15 | 290.4395 | 26.1 | 24 | 0 | 3834
0.05585 | 5 | 0.077 | 12 | 1 | 168000 | 1758000 | 1921000 | 285.15 | 291.1041 | 26.1 | 24 | 0 | 5028
0.05585 | 5 | 0.077 | 12.5 | 0.15 | 27000 | 264000 | 290000 | 285.15 | 286.5478 | 26.1 | 24 | 0 | 799
0.05585 | 5 | 0.077 | 12.5 | 0.2 | 30000 | 352000 | 380000 | 285.15 | 286.8295 | 26.1 | 24 | 0 | 890
0.05585 | 5 | 0.077 | 12.5 | 0.3 | 37000 | 527000 | 563000 | 285.15 | 287.3953 | 26.1 | 24 | 0 | 1096
0.05585 | 5 | 0.077 | 12.5 | 0.4 | 44000 | 703000 | 746000 | 285.15 | 287.9642 | 26.1 | 24 | 0 | 1333
0.05585 | 5 | 0.077 | 12.5 | 0.5 | 54000 | 879000 | 932000 | 285.15 | 288.5386 | 26.1 | 24 | 0 | 1625
0.05585 | 5 | 0.077 | 12.5 | 0.6 | 68000 | 1055000 | 1121000 | 285.15 | 289.1248 | 26.1 | 24 | 0 | 2035
0.05585 | 5 | 0.077 | 12.5 | 0.7 | 85000 | 1231000 | 1313000 | 285.15 | 289.7221 | 26.1 | 24 | 0 | 2555
0.05585 | 5 | 0.077 | 12.5 | 0.8 | 106000 | 1406000 | 1509000 | 285.15 | 290.3287 | 26.1 | 24 | 0 | 3168
0.05585 | 5 | 0.077 | 12.5 | 0.9 | 130000 | 1582000 | 1709000 | 285.15 | 290.9479 | 26.1 | 24 | 0 | 3907
0.05585 | 5 | 0.077 | 12.5 | 1 | 168000 | 1758000 | 1921000 | 285.15 | 291.6078 | 26.1 | 24 | 0 | 5052
0.05585 | 5 | 0.077 | 13 | 0.15 | 27000 | 264000 | 290000 | 285.15 | 287.0501 | 26.1 | 24 | 0 | 820
0.05585 | 5 | 0.077 | 13 | 0.2 | 31000 | 352000 | 381000 | 285.15 | 287.3328 | 26.1 | 24 | 0 | 920
0.05585 | 5 | 0.077 | 13 | 0.3 | 38000 | 527000 | 564000 | 285.15 | 287.8989 | 26.1 | 24 | 0 | 1129
0.05585 | 5 | 0.077 | 13 | 0.4 | 46000 | 703000 | 748000 | 285.15 | 288.4693 | 26.1 | 24 | 0 | 1379
0.05585 | 5 | 0.077 | 13 | 0.5 | 56000 | 879000 | 933000 | 285.15 | 289.0452 | 26.1 | 24 | 0 | 1685
0.05585 | 5 | 0.077 | 13 | 0.6 | 70000 | 1055000 | 1123000 | 285.15 | 289.6326 | 26.1 | 24 | 0 | 2105
0.05585 | 5 | 0.077 | 13 | 0.7 | 88000 | 1231000 | 1316000 | 285.15 | 290.2306 | 26.1 | 24 | 0 | 2631
0.05585 | 5 | 0.077 | 13 | 0.8 | 108000 | 1406000 | 1512000 | 285.15 | 290.8382 | 26.1 | 24 | 0 | 3253
0.05585 | 5 | 0.077 | 13 | 0.9 | 133000 | 1582000 | 1711000 | 285.15 | 291.4573 | 26.1 | 24 | 0 | 3989
0.05585 | 5 | 0.077 | 13 | 1 | 169000 | 1758000 | 1922000 | 285.15 | 292.1111 | 26.1 | 24 | 0 | 5071
0.05585 | 5 | 0.077 | 13.5 | 0.15 | 27000 | 264000 | 290000 | 285.15 | 287.5496 | 26.1 | 24 | 0 | 813
0.05585 | 5 | 0.077 | 13.5 | 0.2 | 32000 | 352000 | 382000 | 285.15 | 287.8358 | 26.1 | 24 | 0 | 948
0.05585 | 5 | 0.077 | 13.5 | 0.3 | 39000 | 527000 | 565000 | 285.15 | 288.4034 | 26.1 | 24 | 0 | 1169
0.05585 | 5 | 0.077 | 13.5 | 0.4 | 48000 | 703000 | 750000 | 285.15 | 288.9752 | 26.1 | 24 | 0 | 1433
0.05585 | 5 | 0.077 | 13.5 | 0.5 | 58000 | 879000 | 936000 | 285.15 | 289.5522 | 26.1 | 24 | 0 | 1749
0.05585 | 5 | 0.077 | 13.5 | 0.6 | 73000 | 1055000 | 1125000 | 285.15 | 290.1407 | 26.1 | 24 | 0 | 2178
0.05585 | 5 | 0.077 | 13.5 | 0.7 | 90000 | 1231000 | 1318000 | 285.15 | 290.7393 | 26.1 | 24 | 0 | 2709
0.05585 | 5 | 0.077 | 13.5 | 0.8 | 111000 | 1406000 | 1514000 | 285.15 | 291.348 | 26.1 | 24 | 0 | 3341
0.05585 | 5 | 0.077 | 13.5 | 0.9 | 136000 | 1582000 | 1714000 | 285.15 | 291.9666 | 26.1 | 24 | 0 | 4071
0.05585 | 5 | 0.077 | 13.5 | 1 | 170000 | 1758000 | 1923000 | 285.15 | 292.6148 | 26.1 | 24 | 0 | 5096
0.05585 | 5 | 0.077 | 14 | 0.15 | 28000 | 264000 | 291000 | 285.15 | 288.0524 | 26.1 | 24 | 0 | 839
0.05585 | 5 | 0.077 | 14 | 0.2 | 33000 | 352000 | 383000 | 285.15 | 288.3393 | 26.1 | 24 | 0 | 980
0.05585 | 5 | 0.077 | 14 | 0.3 | 41000 | 527000 | 567000 | 285.15 | 288.9084 | 26.1 | 24 | 0 | 1215
0.05585 | 5 | 0.077 | 14 | 0.4 | 50000 | 703000 | 752000 | 285.15 | 289.4818 | 26.1 | 24 | 0 | 1494
0.05585 | 5 | 0.077 | 14 | 0.5 | 60000 | 879000 | 938000 | 285.15 | 290.0594 | 26.1 | 24 | 0 | 1814
0.05585 | 5 | 0.077 | 14 | 0.6 | 75000 | 1055000 | 1127000 | 285.15 | 290.6477 | 26.1 | 24 | 0 | 2241
0.05585 | 5 | 0.077 | 14 | 0.7 | 93000 | 1231000 | 1321000 | 285.15 | 291.2481 | 26.1 | 24 | 0 | 2788
0.05585 | 5 | 0.077 | 14 | 0.8 | 114000 | 1406000 | 1517000 | 285.15 | 291.8577 | 26.1 | 24 | 0 | 3427
0.05585 | 5 | 0.077 | 14 | 0.9 | 139000 | 1582000 | 1717000 | 285.15 | 292.4763 | 26.1 | 24 | 0 | 4156
0.05585 | 5 | 0.077 | 14 | 1 | 171000 | 1758000 | 1924000 | 285.15 | 293.1185 | 26.1 | 24 | 0 | 5120
0.05585 | 5 | 0.077 | 14.5 | 0.15 | 29000 | 264000 | 292000 | 285.15 | 288.5552 | 26.1 | 24 | 0 | 865
0.05585 | 5 | 0.077 | 14.5 | 0.2 | 34000 | 352000 | 385000 | 285.15 | 288.8436 | 26.1 | 24 | 0 | 1020
0.05585 | 5 | 0.077 | 14.5 | 0.3 | 42000 | 527000 | 568000 | 285.15 | 289.4143 | 26.1 | 24 | 0 | 1271
0.05585 | 5 | 0.077 | 14.5 | 0.4 | 51000 | 703000 | 752000 | 285.15 | 289.985 | 26.1 | 24 | 0 | 1521
0.05585 | 5 | 0.077 | 14.5 | 0.5 | 63000 | 879000 | 940000 | 285.15 | 290.5666 | 26.1 | 24 | 0 | 1880
0.05585 | 5 | 0.077 | 14.5 | 0.6 | 77000 | 1055000 | 1130000 | 285.15 | 291.1559 | 26.1 | 24 | 0 | 2315
0.05585 | 5 | 0.077 | 14.5 | 0.7 | 96000 | 1231000 | 1323000 | 285.15 | 291.7572 | 26.1 | 24 | 0 | 2871
0.05585 | 5 | 0.077 | 14.5 | 0.8 | 117000 | 1406000 | 1520000 | 285.15 | 292.3679 | 26.1 | 24 | 0 | 3519
0.05585 | 5 | 0.077 | 14.5 | 0.9 | 142000 | 1582000 | 1719000 | 285.15 | 292.9864 | 26.1 | 24 | 0 | 4246
0.05585 | 5 | 0.077 | 14.5 | 1 | 172000 | 1758000 | 1925000 | 285.15 | 293.6243 | 26.1 | 24 | 0 | 5166
0.05585 | 5 | 0.077 | 15 | 0.15 | 30000 | 264000 | 293000 | 285.15 | 289.0586 | 26.1 | 24 | 0 | 897
0.05585 | 5 | 0.077 | 15 | 0.2 | 36000 | 352000 | 386000 | 285.15 | 289.3485 | 26.1 | 24 | 0 | 1067
0.05585 | 5 | 0.077 | 15 | 0.3 | 45000 | 527000 | 571000 | 285.15 | 289.9212 | 26.1 | 24 | 0 | 1336
0.05585 | 5 | 0.077 | 15 | 0.4 | 53000 | 703000 | 754000 | 285.15 | 290.4912 | 26.1 | 24 | 0 | 1578
0.05585 | 5 | 0.077 | 15 | 0.5 | 65000 | 879000 | 942000 | 285.15 | 291.0739 | 26.1 | 24 | 0 | 1946
0.05585 | 5 | 0.077 | 15 | 0.6 | 80000 | 1055000 | 1132000 | 285.15 | 291.6641 | 26.1 | 24 | 0 | 2390
0.05585 | 5 | 0.077 | 15 | 0.7 | 99000 | 1231000 | 1326000 | 285.15 | 292.2666 | 26.1 | 24 | 0 | 2956
0.05585 | 5 | 0.077 | 15 | 0.8 | 120000 | 1406000 | 1523000 | 285.15 | 292.8779 | 26.1 | 24 | 0 | 3609
0.05585 | 5 | 0.077 | 15 | 0.9 | 145000 | 1582000 | 1723000 | 285.15 | 293.4972 | 26.1 | 24 | 0 | 4343
0.05585 | 5 | 0.077 | 15 | 1 | 174000 | 1758000 | 1927000 | 285.15 | 294.1322 | 26.1 | 24 | 0 | 5232
0.05585 | 5 | 0.077 | 15.5 | 0.15 | 31000 | 264000 | 294000 | 285.15 | 289.5625 | 26.1 | 24 | 0 | 934
0.05585 | 5 | 0.077 | 15.5 | 0.2 | 36000 | 352000 | 386000 | 285.15 | 289.8493 | 26.1 | 24 | 0 | 1072
0.05585 | 5 | 0.077 | 15.5 | 0.3 | 44000 | 527000 | 570000 | 285.15 | 290.4186 | 26.1 | 24 | 0 | 1307
0.05585 | 5 | 0.077 | 15.5 | 0.4 | 55000 | 703000 | 756000 | 285.15 | 290.9976 | 26.1 | 24 | 0 | 1637
0.05585 | 5 | 0.077 | 15.5 | 0.5 | 67000 | 879000 | 944000 | 285.15 | 291.5813 | 26.1 | 24 | 0 | 2015
0.05585 | 5 | 0.077 | 15.5 | 0.6 | 82000 | 1055000 | 1135000 | 285.15 | 292.1725 | 26.1 | 24 | 0 | 2466
0.05585 | 5 | 0.077 | 15.5 | 0.7 | 101000 | 1231000 | 1329000 | 285.15 | 292.776 | 26.1 | 24 | 0 | 3041
0.05585 | 5 | 0.077 | 15.5 | 0.8 | 123000 | 1406000 | 1526000 | 285.15 | 293.3881 | 26.1 | 24 | 0 | 3701
0.05585 | 5 | 0.077 | 15.5 | 0.9 | 148000 | 1582000 | 1726000 | 285.15 | 294.0085 | 26.1 | 24 | 0 | 4444
0.05585 | 5 | 0.077 | 15.5 | 1 | 177000 | 1758000 | 1930000 | 285.15 | 294.6423 | 26.1 | 24 | 0 | 5320
0.05585 | 5 | 0.077 | 16 | 0.15 | 32000 | 264000 | 295000 | 285.15 | 290.0661 | 26.1 | 24 | 0 | 968
0.05585 | 5 | 0.077 | 16 | 0.2 | 37000 | 352000 | 388000 | 285.15 | 290.3534 | 26.1 | 24 | 0 | 1111
0.05585 | 5 | 0.077 | 16 | 0.3 | 48000 | 527000 | 574000 | 285.15 | 290.9327 | 26.1 | 24 | 0 | 1444
0.05585 | 5 | 0.077 | 16 | 0.4 | 56000 | 703000 | 758000 | 285.15 | 291.5038 | 26.1 | 24 | 0 | 1694
0.05585 | 5 | 0.077 | 16 | 0.5 | 69000 | 879000 | 946000 | 285.15 | 292.0888 | 26.1 | 24 | 0 | 2083
0.05585 | 5 | 0.077 | 16 | 0.6 | 85000 | 1055000 | 1137000 | 285.15 | 292.6812 | 26.1 | 24 | 0 | 2546
0.05585 | 5 | 0.077 | 16 | 0.7 | 104000 | 1231000 | 1332000 | 285.15 | 293.2856 | 26.1 | 24 | 0 | 3129
0.05585 | 5 | 0.077 | 16 | 0.8 | 126000 | 1406000 | 1529000 | 285.15 | 293.8984 | 26.1 | 24 | 0 | 3794
0.05585 | 5 | 0.077 | 16 | 0.9 | 152000 | 1582000 | 1729000 | 285.15 | 294.5207 | 26.1 | 24 | 0 | 4555
0.05585 | 5 | 0.077 | 16 | 1 | 181000 | 1758000 | 1934000 | 285.15 | 295.1544 | 26.1 | 24 | 0 | 5429
0.05585 | 5 | 0.077 | 16.5 | 0.15 | 33000 | 264000 | 296000 | 285.15 | 290.5697 | 26.1 | 24 | 0 | 1003
0.05585 | 5 | 0.077 | 16.5 | 0.2 | 38000 | 352000 | 389000 | 285.15 | 290.8578 | 26.1 | 24 | 0 | 1152
0.05585 | 5 | 0.077 | 16.5 | 0.3 | 50000 | 527000 | 576000 | 285.15 | 291.4382 | 26.1 | 24 | 0 | 1494
0.05585 | 5 | 0.077 | 16.5 | 0.4 | 59000 | 703000 | 760000 | 285.15 | 292.0104 | 26.1 | 24 | 0 | 1755
0.05585 | 5 | 0.077 | 16.5 | 0.5 | 72000 | 879000 | 949000 | 285.15 | 292.5965 | 26.1 | 24 | 0 | 2154
0.05585 | 5 | 0.077 | 16.5 | 0.6 | 88000 | 1055000 | 1140000 | 285.15 | 293.1899 | 26.1 | 24 | 0 | 2626
0.05585 | 5 | 0.077 | 16.5 | 0.7 | 107000 | 1231000 | 1335000 | 285.15 | 293.7955 | 26.1 | 24 | 0 | 3219
0.05585 | 5 | 0.077 | 16.5 | 0.8 | 130000 | 1406000 | 1532000 | 285.15 | 294.4092 | 26.1 | 24 | 0 | 3892
0.05585 | 5 | 0.077 | 16.5 | 0.9 | 155000 | 1582000 | 1733000 | 285.15 | 295.0326 | 26.1 | 24 | 0 | 4663
0.05585 | 5 | 0.077 | 16.5 | 1 | 185000 | 1758000 | 1938000 | 285.15 | 295.6681 | 26.1 | 24 | 0 | 5553
0.05585 | 5 | 0.077 | 17 | 0.15 | 35000 | 264000 | 297000 | 285.15 | 291.0735 | 26.1 | 24 | 0 | 1039
0.05585 | 5 | 0.077 | 17 | 0.2 | 40000 | 352000 | 390000 | 285.15 | 291.3623 | 26.1 | 24 | 0 | 1195
0.05585 | 5 | 0.077 | 17 | 0.3 | 52000 | 527000 | 578000 | 285.15 | 291.9441 | 26.1 | 24 | 0 | 1550
0.05585 | 5 | 0.077 | 17 | 0.4 | 61000 | 703000 | 762000 | 285.15 | 292.5169 | 26.1 | 24 | 0 | 1815
0.05585 | 5 | 0.077 | 17 | 0.5 | 74000 | 879000 | 951000 | 285.15 | 293.1042 | 26.1 | 24 | 0 | 2225
0.05585 | 5 | 0.077 | 17 | 0.6 | 90000 | 1055000 | 1142000 | 285.15 | 293.6988 | 26.1 | 24 | 0 | 2707
0.05585 | 5 | 0.077 | 17 | 0.7 | 110000 | 1231000 | 1338000 | 285.15 | 294.3053 | 26.1 | 24 | 0 | 3308
0.05585 | 5 | 0.077 | 17 | 0.8 | 133000 | 1406000 | 1535000 | 285.15 | 294.9197 | 26.1 | 24 | 0 | 3988
0.05585 | 5 | 0.077 | 17 | 0.9 | 159000 | 1582000 | 1736000 | 285.15 | 295.5444 | 26.1 | 24 | 0 | 4770
0.05585 | 5 | 0.077 | 17 | 1 | 190000 | 1758000 | 1942000 | 285.15 | 296.1825 | 26.1 | 24 | 0 | 5685
0.05585 | 5 | 0.077 | 17.5 | 0.15 | 36000 | 264000 | 298000 | 285.15 | 291.5774 | 26.1 | 24 | 0 | 1075
0.05585 | 5 | 0.077 | 17.5 | 0.2 | 41000 | 352000 | 392000 | 285.15 | 291.867 | 26.1 | 24 | 0 | 1239
0.05585 | 5 | 0.077 | 17.5 | 0.3 | 54000 | 527000 | 579000 | 285.15 | 292.4502 | 26.1 | 24 | 0 | 1607
0.05585 | 5 | 0.077 | 17.5 | 0.4 | 63000 | 703000 | 764000 | 285.15 | 293.0237 | 26.1 | 24 | 0 | 1879
0.05585 | 5 | 0.077 | 17.5 | 0.5 | 77000 | 879000 | 953000 | 285.15 | 293.6122 | 26.1 | 24 | 0 | 2299
0.05585 | 5 | 0.077 | 17.5 | 0.6 | 93000 | 1055000 | 1145000 | 285.15 | 294.2078 | 26.1 | 24 | 0 | 2790
0.05585 | 5 | 0.077 | 17.5 | 0.7 | 113000 | 1231000 | 1341000 | 285.15 | 294.8153 | 26.1 | 24 | 0 | 3399
0.05585 | 5 | 0.077 | 17.5 | 0.8 | 136000 | 1406000 | 1539000 | 285.15 | 295.4307 | 26.1 | 24 | 0 | 4088
0.05585 | 5 | 0.077 | 17.5 | 0.9 | 163000 | 1582000 | 1740000 | 285.15 | 296.0567 | 26.1 | 24 | 0 | 4882
0.05585 | 5 | 0.077 | 17.5 | 1 | 194000 | 1758000 | 1946000 | 285.15 | 296.6969 | 26.1 | 24 | 0 | 5817
0.05585 | 5 | 0.077 | 18 | 0.15 | 37000 | 264000 | 300000 | 285.15 | 292.0813 | 26.1 | 24 | 0 | 1113
0.05585 | 5 | 0.077 | 18 | 0.2 | 43000 | 352000 | 393000 | 285.15 | 292.3716 | 26.1 | 24 | 0 | 1283
0.05585 | 5 | 0.077 | 18 | 0.3 | 55000 | 527000 | 581000 | 285.15 | 292.9564 | 26.1 | 24 | 0 | 1665
0.05585 | 5 | 0.077 | 18 | 0.4 | 65000 | 703000 | 766000 | 285.15 | 293.5306 | 26.1 | 24 | 0 | 1943
0.05585 | 5 | 0.077 | 18 | 0.5 | 79000 | 879000 | 956000 | 285.15 | 294.1203 | 26.1 | 24 | 0 | 2374
0.05585 | 5 | 0.077 | 18 | 0.6 | 96000 | 1055000 | 1148000 | 285.15 | 294.7169 | 26.1 | 24 | 0 | 2874
0.05585 | 5 | 0.077 | 18 | 0.7 | 116000 | 1231000 | 1344000 | 285.15 | 295.3254 | 26.1 | 24 | 0 | 3493
0.05585 | 5 | 0.077 | 18 | 0.8 | 140000 | 1406000 | 1542000 | 285.15 | 295.9414 | 26.1 | 24 | 0 | 4186
0.05585 | 5 | 0.077 | 18 | 0.9 | 166000 | 1582000 | 1744000 | 285.15 | 296.569 | 26.1 | 24 | 0 | 4994
0.05585 | 5 | 0.077 | 18 | 1 | 198000 | 1758000 | 1950000 | 285.15 | 297.21 | 26.1 | 24 | 0 | 5936
0.05585 | 5 | 0.077 | 21 | 0.15 | 45000 | 264000 | 307000 | 285.15 | 295.1063 | 26.1 | 24 | 0 | 1350
0.05585 | 5 | 0.077 | 21 | 0.2 | 52000 | 352000 | 402000 | 285.15 | 295.4009 | 26.1 | 24 | 0 | 1561
0.05585 | 5 | 0.077 | 21 | 0.3 | 66000 | 527000 | 591000 | 285.15 | 295.9897 | 26.1 | 24 | 0 | 1976
0.05585 | 5 | 0.077 | 21 | 0.4 | 82000 | 703000 | 783000 | 285.15 | 296.585 | 26.1 | 24 | 0 | 2457
0.05585 | 5 | 0.077 | 21 | 0.5 | 95000 | 879000 | 971000 | 285.15 | 297.1712 | 26.1 | 24 | 0 | 2847
0.05585 | 5 | 0.077 | 21 | 0.6 | 113000 | 1055000 | 1165000 | 285.15 | 297.7742 | 26.1 | 24 | 0 | 3404
0.05585 | 5 | 0.077 | 21 | 0.7 | 135000 | 1231000 | 1362000 | 285.15 | 298.3875 | 26.1 | 24 | 0 | 4064
0.05585 | 5 | 0.077 | 21 | 0.8 | 161000 | 1406000 | 1563000 | 285.15 | 299.0118 | 26.1 | 24 | 0 | 4832
0.05585 | 5 | 0.077 | 21 | 0.9 | 190000 | 1582000 | 1767000 | 285.15 | 299.6465 | 26.1 | 24 | 0 | 5704
0.05585 | 5 | 0.077 | 21 | 1 | 222000 | 1758000 | 1973000 | 285.15 | 300.2897 | 26.1 | 24 | 0 | 6661
0.05585 | 5 | 0.077 | 24 | 0.15 | 54000 | 264000 | 316000 | 285.15 | 298.1333 | 26.1 | 24 | 0 | 1609
0.05585 | 5 | 0.077 | 24 | 0.2 | 62000 | 352000 | 412000 | 285.15 | 298.4331 | 26.1 | 24 | 0 | 1867
0.05585 | 5 | 0.077 | 24 | 0.3 | 79000 | 527000 | 604000 | 285.15 | 299.0306 | 26.1 | 24 | 0 | 2363
0.05585 | 5 | 0.077 | 24 | 0.4 | 98000 | 703000 | 798000 | 285.15 | 299.6355 | 26.1 | 24 | 0 | 2932
0.05585 | 5 | 0.077 | 24 | 0.5 | 113000 | 879000 | 989000 | 285.15 | 300.2293 | 26.1 | 24 | 0 | 3392
0.05585 | 5 | 0.077 | 24 | 0.6 | 133000 | 1055000 | 1184000 | 285.15 | 300.8369 | 26.1 | 24 | 0 | 3988
0.05585 | 5 | 0.077 | 24 | 0.7 | 157000 | 1231000 | 1383000 | 285.15 | 301.4566 | 26.1 | 24 | 0 | 4704
0.05585 | 5 | 0.077 | 24 | 0.8 | 185000 | 1406000 | 1586000 | 285.15 | 302.0884 | 26.1 | 24 | 0 | 5541
0.05585 | 5 | 0.077 | 24 | 0.9 | 215000 | 1582000 | 1791000 | 285.15 | 302.7272 | 26.1 | 24 | 0 | 6447
0.05585 | 5 | 0.077 | 24 | 1 | 251000 | 1758000 | 2001000 | 285.15 | 303.383 | 26.1 | 24 | 0 | 7522
0.05585 | 5 | 0.077 | 27 | 0.15 | 63000 | 264000 | 324000 | 285.15 | 301.1615 | 26.1 | 24 | 0 | 1878
0.05585 | 5 | 0.077 | 27 | 0.2 | 73000 | 352000 | 422000 | 285.15 | 301.4666 | 26.1 | 24 | 0 | 2186
0.05585 | 5 | 0.077 | 27 | 0.3 | 92000 | 527000 | 617000 | 285.15 | 302.0738 | 26.1 | 24 | 0 | 2772
0.05585 | 5 | 0.077 | 27 | 0.4 | 112000 | 703000 | 812000 | 285.15 | 302.6817 | 26.1 | 24 | 0 | 3365
0.05585 | 5 | 0.077 | 27 | 0.5 | 134000 | 879000 | 1009000 | 285.15 | 303.2973 | 26.1 | 24 | 0 | 4034
0.05585 | 5 | 0.077 | 27 | 0.6 | 154000 | 1055000 | 1204000 | 285.15 | 303.9044 | 26.1 | 24 | 0 | 4620
0.05585 | 5 | 0.077 | 27 | 0.7 | 180000 | 1231000 | 1405000 | 285.15 | 304.5311 | 26.1 | 24 | 0 | 5399
0.05585 | 5 | 0.077 | 27 | 0.8 | 209000 | 1406000 | 1609000 | 285.15 | 305.1658 | 26.1 | 24 | 0 | 6258
0.05585 | 5 | 0.077 | 27 | 0.9 | 243000 | 1582000 | 1818000 | 285.15 | 305.819 | 26.1 | 24 | 0 | 7300
0.05585 | 5 | 0.077 | 27 | 1 | 280000 | 1758000 | 2030000 | 285.15 | 306.4791 | 26.1 | 24 | 0 | 8411
0.05585 | 5 | 0.077 | 30 | 0.15 | 73000 | 264000 | 334000 | 285.15 | 304.1939 | 26.1 | 24 | 0 | 2188
0.05585 | 5 | 0.077 | 30 | 0.2 | 85000 | 352000 | 434000 | 285.15 | 304.5053 | 26.1 | 24 | 0 | 2556
0.05585 | 5 | 0.077 | 30 | 0.3 | 108000 | 527000 | 632000 | 285.15 | 305.123 | 26.1 | 24 | 0 | 3240
0.05585 | 5 | 0.077 | 30 | 0.4 | 131000 | 703000 | 830000 | 285.15 | 305.741 | 26.1 | 24 | 0 | 3927
0.05585 | 5 | 0.077 | 30 | 0.5 | 154000 | 879000 | 1029000 | 285.15 | 306.3606 | 26.1 | 24 | 0 | 4630
0.05585 | 5 | 0.077 | 30 | 0.6 | 182000 | 1055000 | 1231000 | 285.15 | 306.9928 | 26.1 | 24 | 0 | 5457
0.05585 | 5 | 0.077 | 30 | 0.7 | 206000 | 1231000 | 1430000 | 285.15 | 307.6135 | 26.1 | 24 | 0 | 6170
0.05585 | 5 | 0.077 | 30 | 0.8 | 236000 | 1406000 | 1635000 | 285.15 | 308.2539 | 26.1 | 24 | 0 | 7079
0.05585 | 5 | 0.077 | 30 | 0.9 | 273000 | 1582000 | 1847000 | 285.15 | 308.9136 | 26.1 | 24 | 0 | 8180
0.05585 | 5 | 0.077 | 30 | 1 | 313000 | 1758000 | 2061000 | 285.15 | 309.5832 | 26.1 | 24 | 0 | 9378
0.05585 | 5 | 0.09437 | 10.5 | 0.15 | Null | Null | Null | Null | Null | Null | Null | Null | Null
0.05585 | 5 | 0.09437 | 10.5 | 0.2 | Null | Null | Null | Null | Null | Null | Null | Null | Null
0.05585 | 5 | 0.09437 | 10.5 | 0.3 | Null | Null | Null | Null | Null | Null | Null | Null | Null
0.05585 | 5 | 0.09437 | 10.5 | 0.4 | Null | Null | Null | Null | Null | Null | Null | Null | Null
0.05585 | 5 | 0.09437 | 10.5 | 0.5 | Null | Null | Null | Null | Null | Null | Null | Null | Null
0.05585 | 5 | 0.09437 | 10.5 | 0.6 | Null | Null | Null | Null | Null | Null | Null | Null | Null
0.05585 | 5 | 0.09437 | 10.5 | 0.7 | Null | Null | Null | Null | Null | Null | Null | Null | Null
0.05585 | 5 | 0.09437 | 10.5 | 0.8 | Null | Null | Null | Null | Null | Null | Null | Null | Null
0.05585 | 5 | 0.09437 | 10.5 | 0.9 | Null | Null | Null | Null | Null | Null | Null | Null | Null
0.05585 | 5 | 0.09437 | 10.5 | 1 | Null | Null | Null | Null | Null | Null | Null | Null | Null
0.05585 | 5 | 0.09437 | 11 | 0.15 | Null | Null | Null | Null | Null | Null | Null | Null | Null
0.05585 | 5 | 0.09437 | 11 | 0.2 | Null | Null | Null | Null | Null | Null | Null | Null | Null
0.05585 | 5 | 0.09437 | 11 | 0.3 | Null | Null | Null | Null | Null | Null | Null | Null | Null
0.05585 | 5 | 0.09437 | 11 | 0.4 | Null | Null | Null | Null | Null | Null | Null | Null | Null
0.05585 | 5 | 0.09437 | 11 | 0.5 | Null | Null | Null | Null | Null | Null | Null | Null | Null
0.05585 | 5 | 0.09437 | 11 | 0.6 | Null | Null | Null | Null | Null | Null | Null | Null | Null
0.05585 | 5 | 0.09437 | 11 | 0.7 | Null | Null | Null | Null | Null | Null | Null | Null | Null
0.05585 | 5 | 0.09437 | 11 | 0.8 | Null | Null | Null | Null | Null | Null | Null | Null | Null
0.05585 | 5 | 0.09437 | 11 | 0.9 | Null | Null | Null | Null | Null | Null | Null | Null | Null
0.05585 | 5 | 0.09437 | 11 | 1 | Null | Null | Null | Null | Null | Null | Null | Null | Null
0.05585 | 5 | 0.09437 | 11.5 | 0.15 | Null | Null | Null | Null | Null | Null | Null | Null | Null
0.05585 | 5 | 0.09437 | 11.5 | 0.2 | Null | Null | Null | Null | Null | Null | Null | Null | Null
0.05585 | 5 | 0.09437 | 11.5 | 0.3 | Null | Null | Null | Null | Null | Null | Null | Null | Null
0.05585 | 5 | 0.09437 | 11.5 | 0.4 | Null | Null | Null | Null | Null | Null | Null | Null | Null
0.05585 | 5 | 0.09437 | 11.5 | 0.5 | Null | Null | Null | Null | Null | Null | Null | Null | Null
0.05585 | 5 | 0.09437 | 11.5 | 0.6 | Null | Null | Null | Null | Null | Null | Null | Null | Null
0.05585 | 5 | 0.09437 | 11.5 | 0.7 | Null | Null | Null | Null | Null | Null | Null | Null | Null
0.05585 | 5 | 0.09437 | 11.5 | 0.8 | Null | Null | Null | Null | Null | Null | Null | Null | Null
0.05585 | 5 | 0.09437 | 11.5 | 0.9 | Null | Null | Null | Null | Null | Null | Null | Null | Null
0.05585 | 5 | 0.09437 | 11.5 | 1 | Null | Null | Null | Null | Null | Null | Null | Null | Null
0.05585 | 5 | 0.09437 | 12 | 0.15 | Null | Null | Null | Null | Null | Null | Null | Null | Null
0.05585 | 5 | 0.09437 | 12 | 0.2 | Null | Null | Null | Null | Null | Null | Null | Null | Null
0.05585 | 5 | 0.09437 | 12 | 0.3 | Null | Null | Null | Null | Null | Null | Null | Null | Null
0.05585 | 5 | 0.09437 | 12 | 0.4 | Null | Null | Null | Null | Null | Null | Null | Null | Null
0.05585 | 5 | 0.09437 | 12 | 0.5 | Null | Null | Null | Null | Null | Null | Null | Null | Null
0.05585 | 5 | 0.09437 | 12 | 0.6 | Null | Null | Null | Null | Null | Null | Null | Null | Null
0.05585 | 5 | 0.09437 | 12 | 0.7 | Null | Null | Null | Null | Null | Null | Null | Null | Null
0.05585 | 5 | 0.09437 | 12 | 0.8 | Null | Null | Null | Null | Null | Null | Null | Null | Null
0.05585 | 5 | 0.09437 | 12 | 0.9 | Null | Null | Null | Null | Null | Null | Null | Null | Null
0.05585 | 5 | 0.09437 | 12 | 1 | Null | Null | Null | Null | Null | Null | Null | Null | Null
0.05585 | 5 | 0.09437 | 12.5 | 0.15 | Null | Null | Null | Null | Null | Null | Null | Null | Null
0.05585 | 5 | 0.09437 | 12.5 | 0.2 | Null | Null | Null | Null | Null | Null | Null | Null | Null
0.05585 | 5 | 0.09437 | 12.5 | 0.3 | Null | Null | Null | Null | Null | Null | Null | Null | Null
0.05585 | 5 | 0.09437 | 12.5 | 0.4 | Null | Null | Null | Null | Null | Null | Null | Null | Null
0.05585 | 5 | 0.09437 | 12.5 | 0.5 | Null | Null | Null | Null | Null | Null | Null | Null | Null
0.05585 | 5 | 0.09437 | 12.5 | 0.6 | Null | Null | Null | Null | Null | Null | Null | Null | Null
0.05585 | 5 | 0.09437 | 12.5 | 0.7 | Null | Null | Null | Null | Null | Null | Null | Null | Null
0.05585 | 5 | 0.09437 | 12.5 | 0.8 | Null | Null | Null | Null | Null | Null | Null | Null | Null
0.05585 | 5 | 0.09437 | 12.5 | 0.9 | Null | Null | Null | Null | Null | Null | Null | Null | Null
0.05585 | 5 | 0.09437 | 12.5 | 1 | Null | Null | Null | Null | Null | Null | Null | Null | Null
0.05585 | 5 | 0.09437 | 13 | 0.15 | Null | Null | Null | Null | Null | Null | Null | Null | Null
0.05585 | 5 | 0.09437 | 13 | 0.2 | Null | Null | Null | Null | Null | Null | Null | Null | Null
0.05585 | 5 | 0.09437 | 13 | 0.3 | Null | Null | Null | Null | Null | Null | Null | Null | Null
0.05585 | 5 | 0.09437 | 13 | 0.4 | Null | Null | Null | Null | Null | Null | Null | Null | Null
0.05585 | 5 | 0.09437 | 13 | 0.5 | Null | Null | Null | Null | Null | Null | Null | Null | Null
0.05585 | 5 | 0.09437 | 13 | 0.6 | Null | Null | Null | Null | Null | Null | Null | Null | Null
0.05585 | 5 | 0.09437 | 13 | 0.7 | Null | Null | Null | Null | Null | Null | Null | Null | Null
0.05585 | 5 | 0.09437 | 13 | 0.8 | Null | Null | Null | Null | Null | Null | Null | Null | Null
0.05585 | 5 | 0.09437 | 13 | 0.9 | Null | Null | Null | Null | Null | Null | Null | Null | Null
0.05585 | 5 | 0.09437 | 13 | 1 | Null | Null | Null | Null | Null | Null | Null | Null | Null
0.05585 | 5 | 0.09437 | 13.5 | 0.15 | Null | Null | Null | Null | Null | Null | Null | Null | Null
0.05585 | 5 | 0.09437 | 13.5 | 0.2 | Null | Null | Null | Null | Null | Null | Null | Null | Null
0.05585 | 5 | 0.09437 | 13.5 | 0.3 | Null | Null | Null | Null | Null | Null | Null | Null | Null
0.05585 | 5 | 0.09437 | 13.5 | 0.4 | Null | Null | Null | Null | Null | Null | Null | Null | Null
0.05585 | 5 | 0.09437 | 13.5 | 0.5 | Null | Null | Null | Null | Null | Null | Null | Null | Null
0.05585 | 5 | 0.09437 | 13.5 | 0.6 | Null | Null | Null | Null | Null | Null | Null | Null | Null
0.05585 | 5 | 0.09437 | 13.5 | 0.7 | Null | Null | Null | Null | Null | Null | Null | Null | Null
0.05585 | 5 | 0.09437 | 13.5 | 0.8 | Null | Null | Null | Null | Null | Null | Null | Null | Null
0.05585 | 5 | 0.09437 | 13.5 | 0.9 | Null | Null | Null | Null | Null | Null | Null | Null | Null
0.05585 | 5 | 0.09437 | 13.5 | 1 | Null | Null | Null | Null | Null | Null | Null | Null | Null
0.05585 | 5 | 0.09437 | 14 | 0.15 | Null | Null | Null | Null | Null | Null | Null | Null | Null
0.05585 | 5 | 0.09437 | 14 | 0.2 | Null | Null | Null | Null | Null | Null | Null | Null | Null
0.05585 | 5 | 0.09437 | 14 | 0.3 | Null | Null | Null | Null | Null | Null | Null | Null | Null
0.05585 | 5 | 0.09437 | 14 | 0.4 | Null | Null | Null | Null | Null | Null | Null | Null | Null
0.05585 | 5 | 0.09437 | 14 | 0.5 | Null | Null | Null | Null | Null | Null | Null | Null | Null
0.05585 | 5 | 0.09437 | 14 | 0.6 | Null | Null | Null | Null | Null | Null | Null | Null | Null
0.05585 | 5 | 0.09437 | 14 | 0.7 | Null | Null | Null | Null | Null | Null | Null | Null | Null
0.05585 | 5 | 0.09437 | 14 | 0.8 | Null | Null | Null | Null | Null | Null | Null | Null | Null
0.05585 | 5 | 0.09437 | 14 | 0.9 | Null | Null | Null | Null | Null | Null | Null | Null | Null
0.05585 | 5 | 0.09437 | 14 | 1 | Null | Null | Null | Null | Null | Null | Null | Null | Null
0.05585 | 5 | 0.09437 | 14.5 | 0.15 | Null | Null | Null | Null | Null | Null | Null | Null | Null
0.05585 | 5 | 0.09437 | 14.5 | 0.2 | Null | Null | Null | Null | Null | Null | Null | Null | Null
0.05585 | 5 | 0.09437 | 14.5 | 0.3 | Null | Null | Null | Null | Null | Null | Null | Null | Null
0.05585 | 5 | 0.09437 | 14.5 | 0.4 | Null | Null | Null | Null | Null | Null | Null | Null | Null
0.05585 | 5 | 0.09437 | 14.5 | 0.5 | Null | Null | Null | Null | Null | Null | Null | Null | Null
0.05585 | 5 | 0.09437 | 14.5 | 0.6 | Null | Null | Null | Null | Null | Null | Null | Null | Null
0.05585 | 5 | 0.09437 | 14.5 | 0.7 | Null | Null | Null | Null | Null | Null | Null | Null | Null
0.05585 | 5 | 0.09437 | 14.5 | 0.8 | Null | Null | Null | Null | Null | Null | Null | Null | Null
0.05585 | 5 | 0.09437 | 14.5 | 0.9 | Null | Null | Null | Null | Null | Null | Null | Null | Null
0.05585 | 5 | 0.09437 | 14.5 | 1 | Null | Null | Null | Null | Null | Null | Null | Null | Null
0.05585 | 5 | 0.09437 | 15 | 0.15 | Null | Null | Null | Null | Null | Null | Null | Null | Null
0.05585 | 5 | 0.09437 | 15 | 0.2 | Null | Null | Null | Null | Null | Null | Null | Null | Null
0.05585 | 5 | 0.09437 | 15 | 0.3 | Null | Null | Null | Null | Null | Null | Null | Null | Null
0.05585 | 5 | 0.09437 | 15 | 0.4 | Null | Null | Null | Null | Null | Null | Null | Null | Null
0.05585 | 5 | 0.09437 | 15 | 0.5 | Null | Null | Null | Null | Null | Null | Null | Null | Null
0.05585 | 5 | 0.09437 | 15 | 0.6 | Null | Null | Null | Null | Null | Null | Null | Null | Null
0.05585 | 5 | 0.09437 | 15 | 0.7 | Null | Null | Null | Null | Null | Null | Null | Null | Null
0.05585 | 5 | 0.09437 | 15 | 0.8 | Null | Null | Null | Null | Null | Null | Null | Null | Null
0.05585 | 5 | 0.09437 | 15 | 0.9 | Null | Null | Null | Null | Null | Null | Null | Null | Null
0.05585 | 5 | 0.09437 | 15 | 1 | Null | Null | Null | Null | Null | Null | Null | Null | Null
0.05585 | 5 | 0.09437 | 15.5 | 0.15 | Null | Null | Null | Null | Null | Null | Null | Null | Null
0.05585 | 5 | 0.09437 | 15.5 | 0.2 | Null | Null | Null | Null | Null | Null | Null | Null | Null
0.05585 | 5 | 0.09437 | 15.5 | 0.3 | Null | Null | Null | Null | Null | Null | Null | Null | Null
0.05585 | 5 | 0.09437 | 15.5 | 0.4 | Null | Null | Null | Null | Null | Null | Null | Null | Null
0.05585 | 5 | 0.09437 | 15.5 | 0.5 | Null | Null | Null | Null | Null | Null | Null | Null | Null
0.05585 | 5 | 0.09437 | 15.5 | 0.6 | Null | Null | Null | Null | Null | Null | Null | Null | Null
0.05585 | 5 | 0.09437 | 15.5 | 0.7 | Null | Null | Null | Null | Null | Null | Null | Null | Null
0.05585 | 5 | 0.09437 | 15.5 | 0.8 | Null | Null | Null | Null | Null | Null | Null | Null | Null
0.05585 | 5 | 0.09437 | 15.5 | 0.9 | Null | Null | Null | Null | Null | Null | Null | Null | Null
0.05585 | 5 | 0.09437 | 15.5 | 1 | Null | Null | Null | Null | Null | Null | Null | Null | Null
0.05585 | 5 | 0.09437 | 16 | 0.15 | Null | Null | Null | Null | Null | Null | Null | Null | Null
0.05585 | 5 | 0.09437 | 16 | 0.2 | Null | Null | Null | Null | Null | Null | Null | Null | Null
0.05585 | 5 | 0.09437 | 16 | 0.3 | Null | Null | Null | Null | Null | Null | Null | Null | Null
0.05585 | 5 | 0.09437 | 16 | 0.4 | Null | Null | Null | Null | Null | Null | Null | Null | Null
0.05585 | 5 | 0.09437 | 16 | 0.5 | Null | Null | Null | Null | Null | Null | Null | Null | Null
0.05585 | 5 | 0.09437 | 16 | 0.6 | Null | Null | Null | Null | Null | Null | Null | Null | Null
0.05585 | 5 | 0.09437 | 16 | 0.7 | Null | Null | Null | Null | Null | Null | Null | Null | Null
0.05585 | 5 | 0.09437 | 16 | 0.8 | Null | Null | Null | Null | Null | Null | Null | Null | Null
0.05585 | 5 | 0.09437 | 16 | 0.9 | Null | Null | Null | Null | Null | Null | Null | Null | Null
0.05585 | 5 | 0.09437 | 16 | 1 | Null | Null | Null | Null | Null | Null | Null | Null | Null
0.05585 | 5 | 0.09437 | 16.5 | 0.15 | Null | Null | Null | Null | Null | Null | Null | Null | Null
0.05585 | 5 | 0.09437 | 16.5 | 0.2 | Null | Null | Null | Null | Null | Null | Null | Null | Null
0.05585 | 5 | 0.09437 | 16.5 | 0.3 | Null | Null | Null | Null | Null | Null | Null | Null | Null
0.05585 | 5 | 0.09437 | 16.5 | 0.4 | Null | Null | Null | Null | Null | Null | Null | Null | Null
0.05585 | 5 | 0.09437 | 16.5 | 0.5 | Null | Null | Null | Null | Null | Null | Null | Null | Null
0.05585 | 5 | 0.09437 | 16.5 | 0.6 | Null | Null | Null | Null | Null | Null | Null | Null | Null
0.05585 | 5 | 0.09437 | 16.5 | 0.7 | Null | Null | Null | Null | Null | Null | Null | Null | Null
0.05585 | 5 | 0.09437 | 16.5 | 0.8 | Null | Null | Null | Null | Null | Null | Null | Null | Null
0.05585 | 5 | 0.09437 | 16.5 | 0.9 | Null | Null | Null | Null | Null | Null | Null | Null | Null
0.05585 | 5 | 0.09437 | 16.5 | 1 | Null | Null | Null | Null | Null | Null | Null | Null | Null
0.05585 | 5 | 0.09437 | 17 | 0.15 | Null | Null | Null | Null | Null | Null | Null | Null | Null
0.05585 | 5 | 0.09437 | 17 | 0.2 | Null | Null | Null | Null | Null | Null | Null | Null | Null
0.05585 | 5 | 0.09437 | 17 | 0.3 | Null | Null | Null | Null | Null | Null | Null | Null | Null
0.05585 | 5 | 0.09437 | 17 | 0.4 | Null | Null | Null | Null | Null | Null | Null | Null | Null
0.05585 | 5 | 0.09437 | 17 | 0.5 | Null | Null | Null | Null | Null | Null | Null | Null | Null
0.05585 | 5 | 0.09437 | 17 | 0.6 | Null | Null | Null | Null | Null | Null | Null | Null | Null
0.05585 | 5 | 0.09437 | 17 | 0.7 | Null | Null | Null | Null | Null | Null | Null | Null | Null
0.05585 | 5 | 0.09437 | 17 | 0.8 | Null | Null | Null | Null | Null | Null | Null | Null | Null
0.05585 | 5 | 0.09437 | 17 | 0.9 | Null | Null | Null | Null | Null | Null | Null | Null | Null
0.05585 | 5 | 0.09437 | 17 | 1 | Null | Null | Null | Null | Null | Null | Null | Null | Null
0.05585 | 5 | 0.09437 | 17.5 | 0.15 | Null | Null | Null | Null | Null | Null | Null | Null | Null
0.05585 | 5 | 0.09437 | 17.5 | 0.2 | Null | Null | Null | Null | Null | Null | Null | Null | Null
0.05585 | 5 | 0.09437 | 17.5 | 0.3 | Null | Null | Null | Null | Null | Null | Null | Null | Null
0.05585 | 5 | 0.09437 | 17.5 | 0.4 | Null | Null | Null | Null | Null | Null | Null | Null | Null
0.05585 | 5 | 0.09437 | 17.5 | 0.5 | Null | Null | Null | Null | Null | Null | Null | Null | Null
0.05585 | 5 | 0.09437 | 17.5 | 0.6 | Null | Null | Null | Null | Null | Null | Null | Null | Null
0.05585 | 5 | 0.09437 | 17.5 | 0.7 | Null | Null | Null | Null | Null | Null | Null | Null | Null
0.05585 | 5 | 0.09437 | 17.5 | 0.8 | Null | Null | Null | Null | Null | Null | Null | Null | Null
0.05585 | 5 | 0.09437 | 17.5 | 0.9 | Null | Null | Null | Null | Null | Null | Null | Null | Null
0.05585 | 5 | 0.09437 | 17.5 | 1 | Null | Null | Null | Null | Null | Null | Null | Null | Null
0.05585 | 5 | 0.09437 | 18 | 0.15 | Null | Null | Null | Null | Null | Null | Null | Null | Null
0.05585 | 5 | 0.09437 | 18 | 0.2 | Null | Null | Null | Null | Null | Null | Null | Null | Null
0.05585 | 5 | 0.09437 | 18 | 0.3 | Null | Null | Null | Null | Null | Null | Null | Null | Null
0.05585 | 5 | 0.09437 | 18 | 0.4 | Null | Null | Null | Null | Null | Null | Null | Null | Null
0.05585 | 5 | 0.09437 | 18 | 0.5 | Null | Null | Null | Null | Null | Null | Null | Null | Null
0.05585 | 5 | 0.09437 | 18 | 0.6 | Null | Null | Null | Null | Null | Null | Null | Null | Null
0.05585 | 5 | 0.09437 | 18 | 0.7 | Null | Null | Null | Null | Null | Null | Null | Null | Null
0.05585 | 5 | 0.09437 | 18 | 0.8 | Null | Null | Null | Null | Null | Null | Null | Null | Null
0.05585 | 5 | 0.09437 | 18 | 0.9 | Null | Null | Null | Null | Null | Null | Null | Null | Null
0.05585 | 5 | 0.09437 | 18 | 1 | Null | Null | Null | Null | Null | Null | Null | Null | Null
0.05585 | 5 | 0.09437 | 21 | 0.15 | Null | Null | Null | Null | Null | Null | Null | Null | Null
0.05585 | 5 | 0.09437 | 21 | 0.2 | Null | Null | Null | Null | Null | Null | Null | Null | Null
0.05585 | 5 | 0.09437 | 21 | 0.3 | Null | Null | Null | Null | Null | Null | Null | Null | Null
0.05585 | 5 | 0.09437 | 21 | 0.4 | Null | Null | Null | Null | Null | Null | Null | Null | Null
0.05585 | 5 | 0.09437 | 21 | 0.5 | Null | Null | Null | Null | Null | Null | Null | Null | Null
0.05585 | 5 | 0.09437 | 21 | 0.6 | Null | Null | Null | Null | Null | Null | Null | Null | Null
0.05585 | 5 | 0.09437 | 21 | 0.7 | Null | Null | Null | Null | Null | Null | Null | Null | Null
0.05585 | 5 | 0.09437 | 21 | 0.8 | Null | Null | Null | Null | Null | Null | Null | Null | Null
0.05585 | 5 | 0.09437 | 21 | 0.9 | Null | Null | Null | Null | Null | Null | Null | Null | Null
0.05585 | 5 | 0.09437 | 21 | 1 | Null | Null | Null | Null | Null | Null | Null | Null | Null
0.05585 | 5 | 0.09437 | 24 | 0.15 | Null | Null | Null | Null | Null | Null | Null | Null | Null
0.05585 | 5 | 0.09437 | 24 | 0.2 | Null | Null | Null | Null | Null | Null | Null | Null | Null
0.05585 | 5 | 0.09437 | 24 | 0.3 | Null | Null | Null | Null | Null | Null | Null | Null | Null
0.05585 | 5 | 0.09437 | 24 | 0.4 | Null | Null | Null | Null | Null | Null | Null | Null | Null
0.05585 | 5 | 0.09437 | 24 | 0.5 | Null | Null | Null | Null | Null | Null | Null | Null | Null
0.05585 | 5 | 0.09437 | 24 | 0.6 | Null | Null | Null | Null | Null | Null | Null | Null | Null
0.05585 | 5 | 0.09437 | 24 | 0.7 | Null | Null | Null | Null | Null | Null | Null | Null | Null
0.05585 | 5 | 0.09437 | 24 | 0.8 | Null | Null | Null | Null | Null | Null | Null | Null | Null
0.05585 | 5 | 0.09437 | 24 | 0.9 | Null | Null | Null | Null | Null | Null | Null | Null | Null
0.05585 | 5 | 0.09437 | 24 | 1 | Null | Null | Null | Null | Null | Null | Null | Null | Null
0.05585 | 5 | 0.09437 | 27 | 0.15 | Null | Null | Null | Null | Null | Null | Null | Null | Null
0.05585 | 5 | 0.09437 | 27 | 0.2 | Null | Null | Null | Null | Null | Null | Null | Null | Null
0.05585 | 5 | 0.09437 | 27 | 0.3 | Null | Null | Null | Null | Null | Null | Null | Null | Null
0.05585 | 5 | 0.09437 | 27 | 0.4 | Null | Null | Null | Null | Null | Null | Null | Null | Null
0.05585 | 5 | 0.09437 | 27 | 0.5 | Null | Null | Null | Null | Null | Null | Null | Null | Null
0.05585 | 5 | 0.09437 | 27 | 0.6 | Null | Null | Null | Null | Null | Null | Null | Null | Null
0.05585 | 5 | 0.09437 | 27 | 0.7 | Null | Null | Null | Null | Null | Null | Null | Null | Null
0.05585 | 5 | 0.09437 | 27 | 0.8 | Null | Null | Null | Null | Null | Null | Null | Null | Null
0.05585 | 5 | 0.09437 | 27 | 0.9 | Null | Null | Null | Null | Null | Null | Null | Null | Null
0.05585 | 5 | 0.09437 | 27 | 1 | Null | Null | Null | Null | Null | Null | Null | Null | Null
0.05585 | 5 | 0.09437 | 30 | 0.15 | Null | Null | Null | Null | Null | Null | Null | Null | Null
0.05585 | 5 | 0.09437 | 30 | 0.2 | Null | Null | Null | Null | Null | Null | Null | Null | Null
0.05585 | 5 | 0.09437 | 30 | 0.3 | Null | Null | Null | Null | Null | Null | Null | Null | Null
0.05585 | 5 | 0.09437 | 30 | 0.4 | Null | Null | Null | Null | Null | Null | Null | Null | Null
0.05585 | 5 | 0.09437 | 30 | 0.5 | Null | Null | Null | Null | Null | Null | Null | Null | Null
0.05585 | 5 | 0.09437 | 30 | 0.6 | Null | Null | Null | Null | Null | Null | Null | Null | Null
0.05585 | 5 | 0.09437 | 30 | 0.7 | Null | Null | Null | Null | Null | Null | Null | Null | Null
0.05585 | 5 | 0.09437 | 30 | 0.8 | Null | Null | Null | Null | Null | Null | Null | Null | Null
0.05585 | 5 | 0.09437 | 30 | 0.9 | Null | Null | Null | Null | Null | Null | Null | Null | Null
0.05585 | 5 | 0.09437 | 30 | 1 | Null | Null | Null | Null | Null | Null | Null | Null | Null
0.05585 | 5 | 0.09644 | 10.5 | 0.15 | Null | Null | Null | Null | Null | Null | Null | Null | Null
0.05585 | 5 | 0.09644 | 10.5 | 0.2 | Null | Null | Null | Null | Null | Null | Null | Null | Null
0.05585 | 5 | 0.09644 | 10.5 | 0.3 | Null | Null | Null | Null | Null | Null | Null | Null | Null
0.05585 | 5 | 0.09644 | 10.5 | 0.4 | Null | Null | Null | Null | Null | Null | Null | Null | Null
0.05585 | 5 | 0.09644 | 10.5 | 0.5 | Null | Null | Null | Null | Null | Null | Null | Null | Null
0.05585 | 5 | 0.09644 | 10.5 | 0.6 | Null | Null | Null | Null | Null | Null | Null | Null | Null
0.05585 | 5 | 0.09644 | 10.5 | 0.7 | Null | Null | Null | Null | Null | Null | Null | Null | Null
0.05585 | 5 | 0.09644 | 10.5 | 0.8 | Null | Null | Null | Null | Null | Null | Null | Null | Null
0.05585 | 5 | 0.09644 | 10.5 | 0.9 | Null | Null | Null | Null | Null | Null | Null | Null | Null
0.05585 | 5 | 0.09644 | 10.5 | 1 | Null | Null | Null | Null | Null | Null | Null | Null | Null
0.05585 | 5 | 0.09644 | 11 | 0.15 | Null | Null | Null | Null | Null | Null | Null | Null | Null
0.05585 | 5 | 0.09644 | 11 | 0.2 | Null | Null | Null | Null | Null | Null | Null | Null | Null
0.05585 | 5 | 0.09644 | 11 | 0.3 | Null | Null | Null | Null | Null | Null | Null | Null | Null
0.05585 | 5 | 0.09644 | 11 | 0.4 | Null | Null | Null | Null | Null | Null | Null | Null | Null
0.05585 | 5 | 0.09644 | 11 | 0.5 | Null | Null | Null | Null | Null | Null | Null | Null | Null
0.05585 | 5 | 0.09644 | 11 | 0.6 | Null | Null | Null | Null | Null | Null | Null | Null | Null
0.05585 | 5 | 0.09644 | 11 | 0.7 | Null | Null | Null | Null | Null | Null | Null | Null | Null
0.05585 | 5 | 0.09644 | 11 | 0.8 | Null | Null | Null | Null | Null | Null | Null | Null | Null
0.05585 | 5 | 0.09644 | 11 | 0.9 | Null | Null | Null | Null | Null | Null | Null | Null | Null
0.05585 | 5 | 0.09644 | 11 | 1 | Null | Null | Null | Null | Null | Null | Null | Null | Null
0.05585 | 5 | 0.09644 | 11.5 | 0.15 | Null | Null | Null | Null | Null | Null | Null | Null | Null
0.05585 | 5 | 0.09644 | 11.5 | 0.2 | Null | Null | Null | Null | Null | Null | Null | Null | Null
0.05585 | 5 | 0.09644 | 11.5 | 0.3 | Null | Null | Null | Null | Null | Null | Null | Null | Null
0.05585 | 5 | 0.09644 | 11.5 | 0.4 | Null | Null | Null | Null | Null | Null | Null | Null | Null
0.05585 | 5 | 0.09644 | 11.5 | 0.5 | Null | Null | Null | Null | Null | Null | Null | Null | Null
0.05585 | 5 | 0.09644 | 11.5 | 0.6 | Null | Null | Null | Null | Null | Null | Null | Null | Null
0.05585 | 5 | 0.09644 | 11.5 | 0.7 | Null | Null | Null | Null | Null | Null | Null | Null | Null
0.05585 | 5 | 0.09644 | 11.5 | 0.8 | Null | Null | Null | Null | Null | Null | Null | Null | Null
0.05585 | 5 | 0.09644 | 11.5 | 0.9 | Null | Null | Null | Null | Null | Null | Null | Null | Null
0.05585 | 5 | 0.09644 | 11.5 | 1 | Null | Null | Null | Null | Null | Null | Null | Null | Null
0.05585 | 5 | 0.09644 | 12 | 0.15 | Null | Null | Null | Null | Null | Null | Null | Null | Null
0.05585 | 5 | 0.09644 | 12 | 0.2 | Null | Null | Null | Null | Null | Null | Null | Null | Null
0.05585 | 5 | 0.09644 | 12 | 0.3 | Null | Null | Null | Null | Null | Null | Null | Null | Null
0.05585 | 5 | 0.09644 | 12 | 0.4 | Null | Null | Null | Null | Null | Null | Null | Null | Null
0.05585 | 5 | 0.09644 | 12 | 0.5 | Null | Null | Null | Null | Null | Null | Null | Null | Null
0.05585 | 5 | 0.09644 | 12 | 0.6 | Null | Null | Null | Null | Null | Null | Null | Null | Null
0.05585 | 5 | 0.09644 | 12 | 0.7 | Null | Null | Null | Null | Null | Null | Null | Null | Null
0.05585 | 5 | 0.09644 | 12 | 0.8 | Null | Null | Null | Null | Null | Null | Null | Null | Null
0.05585 | 5 | 0.09644 | 12 | 0.9 | Null | Null | Null | Null | Null | Null | Null | Null | Null
0.05585 | 5 | 0.09644 | 12 | 1 | Null | Null | Null | Null | Null | Null | Null | Null | Null
0.05585 | 5 | 0.09644 | 12.5 | 0.15 | Null | Null | Null | Null | Null | Null | Null | Null | Null
0.05585 | 5 | 0.09644 | 12.5 | 0.2 | Null | Null | Null | Null | Null | Null | Null | Null | Null
0.05585 | 5 | 0.09644 | 12.5 | 0.3 | Null | Null | Null | Null | Null | Null | Null | Null | Null
0.05585 | 5 | 0.09644 | 12.5 | 0.4 | Null | Null | Null | Null | Null | Null | Null | Null | Null
0.05585 | 5 | 0.09644 | 12.5 | 0.5 | Null | Null | Null | Null | Null | Null | Null | Null | Null
0.05585 | 5 | 0.09644 | 12.5 | 0.6 | Null | Null | Null | Null | Null | Null | Null | Null | Null
0.05585 | 5 | 0.09644 | 12.5 | 0.7 | Null | Null | Null | Null | Null | Null | Null | Null | Null
0.05585 | 5 | 0.09644 | 12.5 | 0.8 | Null | Null | Null | Null | Null | Null | Null | Null | Null
0.05585 | 5 | 0.09644 | 12.5 | 0.9 | Null | Null | Null | Null | Null | Null | Null | Null | Null
0.05585 | 5 | 0.09644 | 12.5 | 1 | Null | Null | Null | Null | Null | Null | Null | Null | Null
0.05585 | 5 | 0.09644 | 13 | 0.15 | Null | Null | Null | Null | Null | Null | Null | Null | Null
0.05585 | 5 | 0.09644 | 13 | 0.2 | Null | Null | Null | Null | Null | Null | Null | Null | Null
0.05585 | 5 | 0.09644 | 13 | 0.3 | Null | Null | Null | Null | Null | Null | Null | Null | Null
0.05585 | 5 | 0.09644 | 13 | 0.4 | Null | Null | Null | Null | Null | Null | Null | Null | Null
0.05585 | 5 | 0.09644 | 13 | 0.5 | Null | Null | Null | Null | Null | Null | Null | Null | Null
0.05585 | 5 | 0.09644 | 13 | 0.6 | Null | Null | Null | Null | Null | Null | Null | Null | Null
0.05585 | 5 | 0.09644 | 13 | 0.7 | Null | Null | Null | Null | Null | Null | Null | Null | Null
0.05585 | 5 | 0.09644 | 13 | 0.8 | Null | Null | Null | Null | Null | Null | Null | Null | Null
0.05585 | 5 | 0.09644 | 13 | 0.9 | Null | Null | Null | Null | Null | Null | Null | Null | Null
0.05585 | 5 | 0.09644 | 13 | 1 | Null | Null | Null | Null | Null | Null | Null | Null | Null
0.05585 | 5 | 0.09644 | 13.5 | 0.15 | Null | Null | Null | Null | Null | Null | Null | Null | Null
0.05585 | 5 | 0.09644 | 13.5 | 0.2 | Null | Null | Null | Null | Null | Null | Null | Null | Null
0.05585 | 5 | 0.09644 | 13.5 | 0.3 | Null | Null | Null | Null | Null | Null | Null | Null | Null
0.05585 | 5 | 0.09644 | 13.5 | 0.4 | Null | Null | Null | Null | Null | Null | Null | Null | Null
0.05585 | 5 | 0.09644 | 13.5 | 0.5 | Null | Null | Null | Null | Null | Null | Null | Null | Null
0.05585 | 5 | 0.09644 | 13.5 | 0.6 | Null | Null | Null | Null | Null | Null | Null | Null | Null
0.05585 | 5 | 0.09644 | 13.5 | 0.7 | Null | Null | Null | Null | Null | Null | Null | Null | Null
0.05585 | 5 | 0.09644 | 13.5 | 0.8 | Null | Null | Null | Null | Null | Null | Null | Null | Null
0.05585 | 5 | 0.09644 | 13.5 | 0.9 | Null | Null | Null | Null | Null | Null | Null | Null | Null
0.05585 | 5 | 0.09644 | 13.5 | 1 | Null | Null | Null | Null | Null | Null | Null | Null | Null
0.05585 | 5 | 0.09644 | 14 | 0.15 | Null | Null | Null | Null | Null | Null | Null | Null | Null
0.05585 | 5 | 0.09644 | 14 | 0.2 | Null | Null | Null | Null | Null | Null | Null | Null | Null
0.05585 | 5 | 0.09644 | 14 | 0.3 | Null | Null | Null | Null | Null | Null | Null | Null | Null
0.05585 | 5 | 0.09644 | 14 | 0.4 | Null | Null | Null | Null | Null | Null | Null | Null | Null
0.05585 | 5 | 0.09644 | 14 | 0.5 | Null | Null | Null | Null | Null | Null | Null | Null | Null
0.05585 | 5 | 0.09644 | 14 | 0.6 | Null | Null | Null | Null | Null | Null | Null | Null | Null
0.05585 | 5 | 0.09644 | 14 | 0.7 | Null | Null | Null | Null | Null | Null | Null | Null | Null
0.05585 | 5 | 0.09644 | 14 | 0.8 | Null | Null | Null | Null | Null | Null | Null | Null | Null
0.05585 | 5 | 0.09644 | 14 | 0.9 | Null | Null | Null | Null | Null | Null | Null | Null | Null
0.05585 | 5 | 0.09644 | 14 | 1 | Null | Null | Null | Null | Null | Null | Null | Null | Null
0.05585 | 5 | 0.09644 | 14.5 | 0.15 | Null | Null | Null | Null | Null | Null | Null | Null | Null
0.05585 | 5 | 0.09644 | 14.5 | 0.2 | Null | Null | Null | Null | Null | Null | Null | Null | Null
0.05585 | 5 | 0.09644 | 14.5 | 0.3 | Null | Null | Null | Null | Null | Null | Null | Null | Null
0.05585 | 5 | 0.09644 | 14.5 | 0.4 | Null | Null | Null | Null | Null | Null | Null | Null | Null
0.05585 | 5 | 0.09644 | 14.5 | 0.5 | Null | Null | Null | Null | Null | Null | Null | Null | Null
0.05585 | 5 | 0.09644 | 14.5 | 0.6 | Null | Null | Null | Null | Null | Null | Null | Null | Null
0.05585 | 5 | 0.09644 | 14.5 | 0.7 | Null | Null | Null | Null | Null | Null | Null | Null | Null
0.05585 | 5 | 0.09644 | 14.5 | 0.8 | Null | Null | Null | Null | Null | Null | Null | Null | Null
0.05585 | 5 | 0.09644 | 14.5 | 0.9 | Null | Null | Null | Null | Null | Null | Null | Null | Null
0.05585 | 5 | 0.09644 | 14.5 | 1 | Null | Null | Null | Null | Null | Null | Null | Null | Null
0.05585 | 5 | 0.09644 | 15 | 0.15 | Null | Null | Null | Null | Null | Null | Null | Null | Null
0.05585 | 5 | 0.09644 | 15 | 0.2 | Null | Null | Null | Null | Null | Null | Null | Null | Null
0.05585 | 5 | 0.09644 | 15 | 0.3 | Null | Null | Null | Null | Null | Null | Null | Null | Null
0.05585 | 5 | 0.09644 | 15 | 0.4 | Null | Null | Null | Null | Null | Null | Null | Null | Null
0.05585 | 5 | 0.09644 | 15 | 0.5 | Null | Null | Null | Null | Null | Null | Null | Null | Null
0.05585 | 5 | 0.09644 | 15 | 0.6 | Null | Null | Null | Null | Null | Null | Null | Null | Null
0.05585 | 5 | 0.09644 | 15 | 0.7 | Null | Null | Null | Null | Null | Null | Null | Null | Null
0.05585 | 5 | 0.09644 | 15 | 0.8 | Null | Null | Null | Null | Null | Null | Null | Null | Null
0.05585 | 5 | 0.09644 | 15 | 0.9 | Null | Null | Null | Null | Null | Null | Null | Null | Null
0.05585 | 5 | 0.09644 | 15 | 1 | Null | Null | Null | Null | Null | Null | Null | Null | Null
0.05585 | 5 | 0.09644 | 15.5 | 0.15 | Null | Null | Null | Null | Null | Null | Null | Null | Null
0.05585 | 5 | 0.09644 | 15.5 | 0.2 | Null | Null | Null | Null | Null | Null | Null | Null | Null
0.05585 | 5 | 0.09644 | 15.5 | 0.3 | Null | Null | Null | Null | Null | Null | Null | Null | Null
0.05585 | 5 | 0.09644 | 15.5 | 0.4 | Null | Null | Null | Null | Null | Null | Null | Null | Null
0.05585 | 5 | 0.09644 | 15.5 | 0.5 | Null | Null | Null | Null | Null | Null | Null | Null | Null
0.05585 | 5 | 0.09644 | 15.5 | 0.6 | Null | Null | Null | Null | Null | Null | Null | Null | Null
0.05585 | 5 | 0.09644 | 15.5 | 0.7 | Null | Null | Null | Null | Null | Null | Null | Null | Null
0.05585 | 5 | 0.09644 | 15.5 | 0.8 | Null | Null | Null | Null | Null | Null | Null | Null | Null
0.05585 | 5 | 0.09644 | 15.5 | 0.9 | Null | Null | Null | Null | Null | Null | Null | Null | Null
0.05585 | 5 | 0.09644 | 15.5 | 1 | Null | Null | Null | Null | Null | Null | Null | Null | Null
0.05585 | 5 | 0.09644 | 16 | 0.15 | Null | Null | Null | Null | Null | Null | Null | Null | Null
0.05585 | 5 | 0.09644 | 16 | 0.2 | Null | Null | Null | Null | Null | Null | Null | Null | Null
0.05585 | 5 | 0.09644 | 16 | 0.3 | Null | Null | Null | Null | Null | Null | Null | Null | Null
0.05585 | 5 | 0.09644 | 16 | 0.4 | Null | Null | Null | Null | Null | Null | Null | Null | Null
0.05585 | 5 | 0.09644 | 16 | 0.5 | Null | Null | Null | Null | Null | Null | Null | Null | Null
0.05585 | 5 | 0.09644 | 16 | 0.6 | Null | Null | Null | Null | Null | Null | Null | Null | Null
0.05585 | 5 | 0.09644 | 16 | 0.7 | Null | Null | Null | Null | Null | Null | Null | Null | Null
0.05585 | 5 | 0.09644 | 16 | 0.8 | Null | Null | Null | Null | Null | Null | Null | Null | Null
0.05585 | 5 | 0.09644 | 16 | 0.9 | Null | Null | Null | Null | Null | Null | Null | Null | Null
0.05585 | 5 | 0.09644 | 16 | 1 | Null | Null | Null | Null | Null | Null | Null | Null | Null
0.05585 | 5 | 0.09644 | 16.5 | 0.15 | Null | Null | Null | Null | Null | Null | Null | Null | Null
0.05585 | 5 | 0.09644 | 16.5 | 0.2 | Null | Null | Null | Null | Null | Null | Null | Null | Null
0.05585 | 5 | 0.09644 | 16.5 | 0.3 | Null | Null | Null | Null | Null | Null | Null | Null | Null
0.05585 | 5 | 0.09644 | 16.5 | 0.4 | Null | Null | Null | Null | Null | Null | Null | Null | Null
0.05585 | 5 | 0.09644 | 16.5 | 0.5 | Null | Null | Null | Null | Null | Null | Null | Null | Null
0.05585 | 5 | 0.09644 | 16.5 | 0.6 | Null | Null | Null | Null | Null | Null | Null | Null | Null
0.05585 | 5 | 0.09644 | 16.5 | 0.7 | Null | Null | Null | Null | Null | Null | Null | Null | Null
0.05585 | 5 | 0.09644 | 16.5 | 0.8 | Null | Null | Null | Null | Null | Null | Null | Null | Null
0.05585 | 5 | 0.09644 | 16.5 | 0.9 | Null | Null | Null | Null | Null | Null | Null | Null | Null
0.05585 | 5 | 0.09644 | 16.5 | 1 | Null | Null | Null | Null | Null | Null | Null | Null | Null
0.05585 | 5 | 0.09644 | 17 | 0.15 | Null | Null | Null | Null | Null | Null | Null | Null | Null
0.05585 | 5 | 0.09644 | 17 | 0.2 | Null | Null | Null | Null | Null | Null | Null | Null | Null
0.05585 | 5 | 0.09644 | 17 | 0.3 | Null | Null | Null | Null | Null | Null | Null | Null | Null
0.05585 | 5 | 0.09644 | 17 | 0.4 | Null | Null | Null | Null | Null | Null | Null | Null | Null
0.05585 | 5 | 0.09644 | 17 | 0.5 | Null | Null | Null | Null | Null | Null | Null | Null | Null
0.05585 | 5 | 0.09644 | 17 | 0.6 | Null | Null | Null | Null | Null | Null | Null | Null | Null
0.05585 | 5 | 0.09644 | 17 | 0.7 | Null | Null | Null | Null | Null | Null | Null | Null | Null
0.05585 | 5 | 0.09644 | 17 | 0.8 | Null | Null | Null | Null | Null | Null | Null | Null | Null
0.05585 | 5 | 0.09644 | 17 | 0.9 | Null | Null | Null | Null | Null | Null | Null | Null | Null
0.05585 | 5 | 0.09644 | 17 | 1 | Null | Null | Null | Null | Null | Null | Null | Null | Null
0.05585 | 5 | 0.09644 | 17.5 | 0.15 | Null | Null | Null | Null | Null | Null | Null | Null | Null
0.05585 | 5 | 0.09644 | 17.5 | 0.2 | Null | Null | Null | Null | Null | Null | Null | Null | Null
0.05585 | 5 | 0.09644 | 17.5 | 0.3 | Null | Null | Null | Null | Null | Null | Null | Null | Null
0.05585 | 5 | 0.09644 | 17.5 | 0.4 | Null | Null | Null | Null | Null | Null | Null | Null | Null
0.05585 | 5 | 0.09644 | 17.5 | 0.5 | Null | Null | Null | Null | Null | Null | Null | Null | Null
0.05585 | 5 | 0.09644 | 17.5 | 0.6 | Null | Null | Null | Null | Null | Null | Null | Null | Null
0.05585 | 5 | 0.09644 | 17.5 | 0.7 | Null | Null | Null | Null | Null | Null | Null | Null | Null
0.05585 | 5 | 0.09644 | 17.5 | 0.8 | Null | Null | Null | Null | Null | Null | Null | Null | Null
0.05585 | 5 | 0.09644 | 17.5 | 0.9 | Null | Null | Null | Null | Null | Null | Null | Null | Null
0.05585 | 5 | 0.09644 | 17.5 | 1 | Null | Null | Null | Null | Null | Null | Null | Null | Null
0.05585 | 5 | 0.09644 | 18 | 0.15 | Null | Null | Null | Null | Null | Null | Null | Null | Null
0.05585 | 5 | 0.09644 | 18 | 0.2 | Null | Null | Null | Null | Null | Null | Null | Null | Null
0.05585 | 5 | 0.09644 | 18 | 0.3 | Null | Null | Null | Null | Null | Null | Null | Null | Null
0.05585 | 5 | 0.09644 | 18 | 0.4 | Null | Null | Null | Null | Null | Null | Null | Null | Null
0.05585 | 5 | 0.09644 | 18 | 0.5 | Null | Null | Null | Null | Null | Null | Null | Null | Null
0.05585 | 5 | 0.09644 | 18 | 0.6 | Null | Null | Null | Null | Null | Null | Null | Null | Null
0.05585 | 5 | 0.09644 | 18 | 0.7 | Null | Null | Null | Null | Null | Null | Null | Null | Null
0.05585 | 5 | 0.09644 | 18 | 0.8 | Null | Null | Null | Null | Null | Null | Null | Null | Null
0.05585 | 5 | 0.09644 | 18 | 0.9 | Null | Null | Null | Null | Null | Null | Null | Null | Null
0.05585 | 5 | 0.09644 | 18 | 1 | Null | Null | Null | Null | Null | Null | Null | Null | Null
0.05585 | 5 | 0.09644 | 21 | 0.15 | Null | Null | Null | Null | Null | Null | Null | Null | Null
0.05585 | 5 | 0.09644 | 21 | 0.2 | Null | Null | Null | Null | Null | Null | Null | Null | Null
0.05585 | 5 | 0.09644 | 21 | 0.3 | Null | Null | Null | Null | Null | Null | Null | Null | Null
0.05585 | 5 | 0.09644 | 21 | 0.4 | Null | Null | Null | Null | Null | Null | Null | Null | Null
0.05585 | 5 | 0.09644 | 21 | 0.5 | Null | Null | Null | Null | Null | Null | Null | Null | Null
0.05585 | 5 | 0.09644 | 21 | 0.6 | Null | Null | Null | Null | Null | Null | Null | Null | Null
0.05585 | 5 | 0.09644 | 21 | 0.7 | Null | Null | Null | Null | Null | Null | Null | Null | Null
0.05585 | 5 | 0.09644 | 21 | 0.8 | Null | Null | Null | Null | Null | Null | Null | Null | Null
0.05585 | 5 | 0.09644 | 21 | 0.9 | Null | Null | Null | Null | Null | Null | Null | Null | Null
0.05585 | 5 | 0.09644 | 21 | 1 | Null | Null | Null | Null | Null | Null | Null | Null | Null
0.05585 | 5 | 0.09644 | 24 | 0.15 | Null | Null | Null | Null | Null | Null | Null | Null | Null
0.05585 | 5 | 0.09644 | 24 | 0.2 | Null | Null | Null | Null | Null | Null | Null | Null | Null
0.05585 | 5 | 0.09644 | 24 | 0.3 | Null | Null | Null | Null | Null | Null | Null | Null | Null
0.05585 | 5 | 0.09644 | 24 | 0.4 | Null | Null | Null | Null | Null | Null | Null | Null | Null
0.05585 | 5 | 0.09644 | 24 | 0.5 | Null | Null | Null | Null | Null | Null | Null | Null | Null
0.05585 | 5 | 0.09644 | 24 | 0.6 | Null | Null | Null | Null | Null | Null | Null | Null | Null
0.05585 | 5 | 0.09644 | 24 | 0.7 | Null | Null | Null | Null | Null | Null | Null | Null | Null
0.05585 | 5 | 0.09644 | 24 | 0.8 | Null | Null | Null | Null | Null | Null | Null | Null | Null
0.05585 | 5 | 0.09644 | 24 | 0.9 | Null | Null | Null | Null | Null | Null | Null | Null | Null
0.05585 | 5 | 0.09644 | 24 | 1 | Null | Null | Null | Null | Null | Null | Null | Null | Null
0.05585 | 5 | 0.09644 | 27 | 0.15 | Null | Null | Null | Null | Null | Null | Null | Null | Null
0.05585 | 5 | 0.09644 | 27 | 0.2 | Null | Null | Null | Null | Null | Null | Null | Null | Null
0.05585 | 5 | 0.09644 | 27 | 0.3 | Null | Null | Null | Null | Null | Null | Null | Null | Null
0.05585 | 5 | 0.09644 | 27 | 0.4 | Null | Null | Null | Null | Null | Null | Null | Null | Null
0.05585 | 5 | 0.09644 | 27 | 0.5 | Null | Null | Null | Null | Null | Null | Null | Null | Null
0.05585 | 5 | 0.09644 | 27 | 0.6 | Null | Null | Null | Null | Null | Null | Null | Null | Null
0.05585 | 5 | 0.09644 | 27 | 0.7 | Null | Null | Null | Null | Null | Null | Null | Null | Null
0.05585 | 5 | 0.09644 | 27 | 0.8 | Null | Null | Null | Null | Null | Null | Null | Null | Null
0.05585 | 5 | 0.09644 | 27 | 0.9 | Null | Null | Null | Null | Null | Null | Null | Null | Null
0.05585 | 5 | 0.09644 | 27 | 1 | Null | Null | Null | Null | Null | Null | Null | Null | Null
0.05585 | 5 | 0.09644 | 30 | 0.15 | Null | Null | Null | Null | Null | Null | Null | Null | Null
0.05585 | 5 | 0.09644 | 30 | 0.2 | Null | Null | Null | Null | Null | Null | Null | Null | Null
0.05585 | 5 | 0.09644 | 30 | 0.3 | Null | Null | Null | Null | Null | Null | Null | Null | Null
0.05585 | 5 | 0.09644 | 30 | 0.4 | Null | Null | Null | Null | Null | Null | Null | Null | Null
0.05585 | 5 | 0.09644 | 30 | 0.5 | Null | Null | Null | Null | Null | Null | Null | Null | Null
0.05585 | 5 | 0.09644 | 30 | 0.6 | Null | Null | Null | Null | Null | Null | Null | Null | Null
0.05585 | 5 | 0.09644 | 30 | 0.7 | Null | Null | Null | Null | Null | Null | Null | Null | Null
0.05585 | 5 | 0.09644 | 30 | 0.8 | Null | Null | Null | Null | Null | Null | Null | Null | Null
0.05585 | 5 | 0.09644 | 30 | 0.9 | Null | Null | Null | Null | Null | Null | Null | Null | Null
0.05585 | 5 | 0.09644 | 30 | 1 | Null | Null | Null | Null | Null | Null | Null | Null | Null
0.05585 | 5 | 0.09737 | 10.5 | 0.15 | Null | Null | Null | Null | Null | Null | Null | Null | Null
0.05585 | 5 | 0.09737 | 10.5 | 0.2 | Null | Null | Null | Null | Null | Null | Null | Null | Null
0.05585 | 5 | 0.09737 | 10.5 | 0.3 | Null | Null | Null | Null | Null | Null | Null | Null | Null
0.05585 | 5 | 0.09737 | 10.5 | 0.4 | Null | Null | Null | Null | Null | Null | Null | Null | Null
0.05585 | 5 | 0.09737 | 10.5 | 0.5 | Null | Null | Null | Null | Null | Null | Null | Null | Null
0.05585 | 5 | 0.09737 | 10.5 | 0.6 | Null | Null | Null | Null | Null | Null | Null | Null | Null
0.05585 | 5 | 0.09737 | 10.5 | 0.7 | Null | Null | Null | Null | Null | Null | Null | Null | Null
0.05585 | 5 | 0.09737 | 10.5 | 0.8 | Null | Null | Null | Null | Null | Null | Null | Null | Null
0.05585 | 5 | 0.09737 | 10.5 | 0.9 | Null | Null | Null | Null | Null | Null | Null | Null | Null
0.05585 | 5 | 0.09737 | 10.5 | 1 | Null | Null | Null | Null | Null | Null | Null | Null | Null
0.05585 | 5 | 0.09737 | 11 | 0.15 | Null | Null | Null | Null | Null | Null | Null | Null | Null
0.05585 | 5 | 0.09737 | 11 | 0.2 | Null | Null | Null | Null | Null | Null | Null | Null | Null
0.05585 | 5 | 0.09737 | 11 | 0.3 | Null | Null | Null | Null | Null | Null | Null | Null | Null
0.05585 | 5 | 0.09737 | 11 | 0.4 | Null | Null | Null | Null | Null | Null | Null | Null | Null
0.05585 | 5 | 0.09737 | 11 | 0.5 | Null | Null | Null | Null | Null | Null | Null | Null | Null
0.05585 | 5 | 0.09737 | 11 | 0.6 | Null | Null | Null | Null | Null | Null | Null | Null | Null
0.05585 | 5 | 0.09737 | 11 | 0.7 | Null | Null | Null | Null | Null | Null | Null | Null | Null
0.05585 | 5 | 0.09737 | 11 | 0.8 | Null | Null | Null | Null | Null | Null | Null | Null | Null
0.05585 | 5 | 0.09737 | 11 | 0.9 | Null | Null | Null | Null | Null | Null | Null | Null | Null
0.05585 | 5 | 0.09737 | 11 | 1 | Null | Null | Null | Null | Null | Null | Null | Null | Null
0.05585 | 5 | 0.09737 | 11.5 | 0.15 | Null | Null | Null | Null | Null | Null | Null | Null | Null
0.05585 | 5 | 0.09737 | 11.5 | 0.2 | Null | Null | Null | Null | Null | Null | Null | Null | Null
0.05585 | 5 | 0.09737 | 11.5 | 0.3 | Null | Null | Null | Null | Null | Null | Null | Null | Null
0.05585 | 5 | 0.09737 | 11.5 | 0.4 | Null | Null | Null | Null | Null | Null | Null | Null | Null
0.05585 | 5 | 0.09737 | 11.5 | 0.5 | Null | Null | Null | Null | Null | Null | Null | Null | Null
0.05585 | 5 | 0.09737 | 11.5 | 0.6 | Null | Null | Null | Null | Null | Null | Null | Null | Null
0.05585 | 5 | 0.09737 | 11.5 | 0.7 | Null | Null | Null | Null | Null | Null | Null | Null | Null
0.05585 | 5 | 0.09737 | 11.5 | 0.8 | Null | Null | Null | Null | Null | Null | Null | Null | Null
0.05585 | 5 | 0.09737 | 11.5 | 0.9 | Null | Null | Null | Null | Null | Null | Null | Null | Null
0.05585 | 5 | 0.09737 | 11.5 | 1 | Null | Null | Null | Null | Null | Null | Null | Null | Null
0.05585 | 5 | 0.09737 | 12 | 0.15 | Null | Null | Null | Null | Null | Null | Null | Null | Null
0.05585 | 5 | 0.09737 | 12 | 0.2 | Null | Null | Null | Null | Null | Null | Null | Null | Null
0.05585 | 5 | 0.09737 | 12 | 0.3 | Null | Null | Null | Null | Null | Null | Null | Null | Null
0.05585 | 5 | 0.09737 | 12 | 0.4 | Null | Null | Null | Null | Null | Null | Null | Null | Null
0.05585 | 5 | 0.09737 | 12 | 0.5 | Null | Null | Null | Null | Null | Null | Null | Null | Null
0.05585 | 5 | 0.09737 | 12 | 0.6 | Null | Null | Null | Null | Null | Null | Null | Null | Null
0.05585 | 5 | 0.09737 | 12 | 0.7 | Null | Null | Null | Null | Null | Null | Null | Null | Null
0.05585 | 5 | 0.09737 | 12 | 0.8 | Null | Null | Null | Null | Null | Null | Null | Null | Null
0.05585 | 5 | 0.09737 | 12 | 0.9 | Null | Null | Null | Null | Null | Null | Null | Null | Null
0.05585 | 5 | 0.09737 | 12 | 1 | Null | Null | Null | Null | Null | Null | Null | Null | Null
0.05585 | 5 | 0.09737 | 12.5 | 0.15 | Null | Null | Null | Null | Null | Null | Null | Null | Null
0.05585 | 5 | 0.09737 | 12.5 | 0.2 | Null | Null | Null | Null | Null | Null | Null | Null | Null
0.05585 | 5 | 0.09737 | 12.5 | 0.3 | Null | Null | Null | Null | Null | Null | Null | Null | Null
0.05585 | 5 | 0.09737 | 12.5 | 0.4 | Null | Null | Null | Null | Null | Null | Null | Null | Null
0.05585 | 5 | 0.09737 | 12.5 | 0.5 | Null | Null | Null | Null | Null | Null | Null | Null | Null
0.05585 | 5 | 0.09737 | 12.5 | 0.6 | Null | Null | Null | Null | Null | Null | Null | Null | Null
0.05585 | 5 | 0.09737 | 12.5 | 0.7 | Null | Null | Null | Null | Null | Null | Null | Null | Null
0.05585 | 5 | 0.09737 | 12.5 | 0.8 | Null | Null | Null | Null | Null | Null | Null | Null | Null
0.05585 | 5 | 0.09737 | 12.5 | 0.9 | Null | Null | Null | Null | Null | Null | Null | Null | Null
0.05585 | 5 | 0.09737 | 12.5 | 1 | Null | Null | Null | Null | Null | Null | Null | Null | Null
0.05585 | 5 | 0.09737 | 13 | 0.15 | Null | Null | Null | Null | Null | Null | Null | Null | Null
0.05585 | 5 | 0.09737 | 13 | 0.2 | Null | Null | Null | Null | Null | Null | Null | Null | Null
0.05585 | 5 | 0.09737 | 13 | 0.3 | Null | Null | Null | Null | Null | Null | Null | Null | Null
0.05585 | 5 | 0.09737 | 13 | 0.4 | Null | Null | Null | Null | Null | Null | Null | Null | Null
0.05585 | 5 | 0.09737 | 13 | 0.5 | Null | Null | Null | Null | Null | Null | Null | Null | Null
0.05585 | 5 | 0.09737 | 13 | 0.6 | Null | Null | Null | Null | Null | Null | Null | Null | Null
0.05585 | 5 | 0.09737 | 13 | 0.7 | Null | Null | Null | Null | Null | Null | Null | Null | Null
0.05585 | 5 | 0.09737 | 13 | 0.8 | Null | Null | Null | Null | Null | Null | Null | Null | Null
0.05585 | 5 | 0.09737 | 13 | 0.9 | Null | Null | Null | Null | Null | Null | Null | Null | Null
0.05585 | 5 | 0.09737 | 13 | 1 | Null | Null | Null | Null | Null | Null | Null | Null | Null
0.05585 | 5 | 0.09737 | 13.5 | 0.15 | Null | Null | Null | Null | Null | Null | Null | Null | Null
0.05585 | 5 | 0.09737 | 13.5 | 0.2 | Null | Null | Null | Null | Null | Null | Null | Null | Null
0.05585 | 5 | 0.09737 | 13.5 | 0.3 | Null | Null | Null | Null | Null | Null | Null | Null | Null
0.05585 | 5 | 0.09737 | 13.5 | 0.4 | Null | Null | Null | Null | Null | Null | Null | Null | Null
0.05585 | 5 | 0.09737 | 13.5 | 0.5 | Null | Null | Null | Null | Null | Null | Null | Null | Null
0.05585 | 5 | 0.09737 | 13.5 | 0.6 | Null | Null | Null | Null | Null | Null | Null | Null | Null
0.05585 | 5 | 0.09737 | 13.5 | 0.7 | Null | Null | Null | Null | Null | Null | Null | Null | Null
0.05585 | 5 | 0.09737 | 13.5 | 0.8 | Null | Null | Null | Null | Null | Null | Null | Null | Null
0.05585 | 5 | 0.09737 | 13.5 | 0.9 | Null | Null | Null | Null | Null | Null | Null | Null | Null
0.05585 | 5 | 0.09737 | 13.5 | 1 | Null | Null | Null | Null | Null | Null | Null | Null | Null
0.05585 | 5 | 0.09737 | 14 | 0.15 | Null | Null | Null | Null | Null | Null | Null | Null | Null
0.05585 | 5 | 0.09737 | 14 | 0.2 | Null | Null | Null | Null | Null | Null | Null | Null | Null
0.05585 | 5 | 0.09737 | 14 | 0.3 | Null | Null | Null | Null | Null | Null | Null | Null | Null
0.05585 | 5 | 0.09737 | 14 | 0.4 | Null | Null | Null | Null | Null | Null | Null | Null | Null
0.05585 | 5 | 0.09737 | 14 | 0.5 | Null | Null | Null | Null | Null | Null | Null | Null | Null
0.05585 | 5 | 0.09737 | 14 | 0.6 | Null | Null | Null | Null | Null | Null | Null | Null | Null
0.05585 | 5 | 0.09737 | 14 | 0.7 | Null | Null | Null | Null | Null | Null | Null | Null | Null
0.05585 | 5 | 0.09737 | 14 | 0.8 | Null | Null | Null | Null | Null | Null | Null | Null | Null
0.05585 | 5 | 0.09737 | 14 | 0.9 | Null | Null | Null | Null | Null | Null | Null | Null | Null
0.05585 | 5 | 0.09737 | 14 | 1 | Null | Null | Null | Null | Null | Null | Null | Null | Null
0.05585 | 5 | 0.09737 | 14.5 | 0.15 | Null | Null | Null | Null | Null | Null | Null | Null | Null
0.05585 | 5 | 0.09737 | 14.5 | 0.2 | Null | Null | Null | Null | Null | Null | Null | Null | Null
0.05585 | 5 | 0.09737 | 14.5 | 0.3 | Null | Null | Null | Null | Null | Null | Null | Null | Null
0.05585 | 5 | 0.09737 | 14.5 | 0.4 | Null | Null | Null | Null | Null | Null | Null | Null | Null
0.05585 | 5 | 0.09737 | 14.5 | 0.5 | Null | Null | Null | Null | Null | Null | Null | Null | Null
0.05585 | 5 | 0.09737 | 14.5 | 0.6 | Null | Null | Null | Null | Null | Null | Null | Null | Null
0.05585 | 5 | 0.09737 | 14.5 | 0.7 | Null | Null | Null | Null | Null | Null | Null | Null | Null
0.05585 | 5 | 0.09737 | 14.5 | 0.8 | Null | Null | Null | Null | Null | Null | Null | Null | Null
0.05585 | 5 | 0.09737 | 14.5 | 0.9 | Null | Null | Null | Null | Null | Null | Null | Null | Null
0.05585 | 5 | 0.09737 | 14.5 | 1 | Null | Null | Null | Null | Null | Null | Null | Null | Null
0.05585 | 5 | 0.09737 | 15 | 0.15 | Null | Null | Null | Null | Null | Null | Null | Null | Null
0.05585 | 5 | 0.09737 | 15 | 0.2 | Null | Null | Null | Null | Null | Null | Null | Null | Null
0.05585 | 5 | 0.09737 | 15 | 0.3 | Null | Null | Null | Null | Null | Null | Null | Null | Null
0.05585 | 5 | 0.09737 | 15 | 0.4 | Null | Null | Null | Null | Null | Null | Null | Null | Null
0.05585 | 5 | 0.09737 | 15 | 0.5 | Null | Null | Null | Null | Null | Null | Null | Null | Null
0.05585 | 5 | 0.09737 | 15 | 0.6 | Null | Null | Null | Null | Null | Null | Null | Null | Null
0.05585 | 5 | 0.09737 | 15 | 0.7 | Null | Null | Null | Null | Null | Null | Null | Null | Null
0.05585 | 5 | 0.09737 | 15 | 0.8 | Null | Null | Null | Null | Null | Null | Null | Null | Null
0.05585 | 5 | 0.09737 | 15 | 0.9 | Null | Null | Null | Null | Null | Null | Null | Null | Null
0.05585 | 5 | 0.09737 | 15 | 1 | Null | Null | Null | Null | Null | Null | Null | Null | Null
0.05585 | 5 | 0.09737 | 15.5 | 0.15 | Null | Null | Null | Null | Null | Null | Null | Null | Null
0.05585 | 5 | 0.09737 | 15.5 | 0.2 | Null | Null | Null | Null | Null | Null | Null | Null | Null
0.05585 | 5 | 0.09737 | 15.5 | 0.3 | Null | Null | Null | Null | Null | Null | Null | Null | Null
0.05585 | 5 | 0.09737 | 15.5 | 0.4 | Null | Null | Null | Null | Null | Null | Null | Null | Null
0.05585 | 5 | 0.09737 | 15.5 | 0.5 | Null | Null | Null | Null | Null | Null | Null | Null | Null
0.05585 | 5 | 0.09737 | 15.5 | 0.6 | Null | Null | Null | Null | Null | Null | Null | Null | Null
0.05585 | 5 | 0.09737 | 15.5 | 0.7 | Null | Null | Null | Null | Null | Null | Null | Null | Null
0.05585 | 5 | 0.09737 | 15.5 | 0.8 | Null | Null | Null | Null | Null | Null | Null | Null | Null
0.05585 | 5 | 0.09737 | 15.5 | 0.9 | Null | Null | Null | Null | Null | Null | Null | Null | Null
0.05585 | 5 | 0.09737 | 15.5 | 1 | Null | Null | Null | Null | Null | Null | Null | Null | Null
0.05585 | 5 | 0.09737 | 16 | 0.15 | Null | Null | Null | Null | Null | Null | Null | Null | Null
0.05585 | 5 | 0.09737 | 16 | 0.2 | Null | Null | Null | Null | Null | Null | Null | Null | Null
0.05585 | 5 | 0.09737 | 16 | 0.3 | Null | Null | Null | Null | Null | Null | Null | Null | Null
0.05585 | 5 | 0.09737 | 16 | 0.4 | Null | Null | Null | Null | Null | Null | Null | Null | Null
0.05585 | 5 | 0.09737 | 16 | 0.5 | Null | Null | Null | Null | Null | Null | Null | Null | Null
0.05585 | 5 | 0.09737 | 16 | 0.6 | Null | Null | Null | Null | Null | Null | Null | Null | Null
0.05585 | 5 | 0.09737 | 16 | 0.7 | Null | Null | Null | Null | Null | Null | Null | Null | Null
0.05585 | 5 | 0.09737 | 16 | 0.8 | Null | Null | Null | Null | Null | Null | Null | Null | Null
0.05585 | 5 | 0.09737 | 16 | 0.9 | Null | Null | Null | Null | Null | Null | Null | Null | Null
0.05585 | 5 | 0.09737 | 16 | 1 | Null | Null | Null | Null | Null | Null | Null | Null | Null
0.05585 | 5 | 0.09737 | 16.5 | 0.15 | Null | Null | Null | Null | Null | Null | Null | Null | Null
0.05585 | 5 | 0.09737 | 16.5 | 0.2 | Null | Null | Null | Null | Null | Null | Null | Null | Null
0.05585 | 5 | 0.09737 | 16.5 | 0.3 | Null | Null | Null | Null | Null | Null | Null | Null | Null
0.05585 | 5 | 0.09737 | 16.5 | 0.4 | Null | Null | Null | Null | Null | Null | Null | Null | Null
0.05585 | 5 | 0.09737 | 16.5 | 0.5 | Null | Null | Null | Null | Null | Null | Null | Null | Null
0.05585 | 5 | 0.09737 | 16.5 | 0.6 | Null | Null | Null | Null | Null | Null | Null | Null | Null
0.05585 | 5 | 0.09737 | 16.5 | 0.7 | Null | Null | Null | Null | Null | Null | Null | Null | Null
0.05585 | 5 | 0.09737 | 16.5 | 0.8 | Null | Null | Null | Null | Null | Null | Null | Null | Null
0.05585 | 5 | 0.09737 | 16.5 | 0.9 | Null | Null | Null | Null | Null | Null | Null | Null | Null
0.05585 | 5 | 0.09737 | 16.5 | 1 | Null | Null | Null | Null | Null | Null | Null | Null | Null
0.05585 | 5 | 0.09737 | 17 | 0.15 | Null | Null | Null | Null | Null | Null | Null | Null | Null
0.05585 | 5 | 0.09737 | 17 | 0.2 | Null | Null | Null | Null | Null | Null | Null | Null | Null
0.05585 | 5 | 0.09737 | 17 | 0.3 | Null | Null | Null | Null | Null | Null | Null | Null | Null
0.05585 | 5 | 0.09737 | 17 | 0.4 | Null | Null | Null | Null | Null | Null | Null | Null | Null
0.05585 | 5 | 0.09737 | 17 | 0.5 | Null | Null | Null | Null | Null | Null | Null | Null | Null
0.05585 | 5 | 0.09737 | 17 | 0.6 | Null | Null | Null | Null | Null | Null | Null | Null | Null
0.05585 | 5 | 0.09737 | 17 | 0.7 | Null | Null | Null | Null | Null | Null | Null | Null | Null
0.05585 | 5 | 0.09737 | 17 | 0.8 | Null | Null | Null | Null | Null | Null | Null | Null | Null
0.05585 | 5 | 0.09737 | 17 | 0.9 | Null | Null | Null | Null | Null | Null | Null | Null | Null
0.05585 | 5 | 0.09737 | 17 | 1 | Null | Null | Null | Null | Null | Null | Null | Null | Null
0.05585 | 5 | 0.09737 | 17.5 | 0.15 | Null | Null | Null | Null | Null | Null | Null | Null | Null
0.05585 | 5 | 0.09737 | 17.5 | 0.2 | Null | Null | Null | Null | Null | Null | Null | Null | Null
0.05585 | 5 | 0.09737 | 17.5 | 0.3 | Null | Null | Null | Null | Null | Null | Null | Null | Null
0.05585 | 5 | 0.09737 | 17.5 | 0.4 | Null | Null | Null | Null | Null | Null | Null | Null | Null
0.05585 | 5 | 0.09737 | 17.5 | 0.5 | Null | Null | Null | Null | Null | Null | Null | Null | Null
0.05585 | 5 | 0.09737 | 17.5 | 0.6 | Null | Null | Null | Null | Null | Null | Null | Null | Null
0.05585 | 5 | 0.09737 | 17.5 | 0.7 | Null | Null | Null | Null | Null | Null | Null | Null | Null
0.05585 | 5 | 0.09737 | 17.5 | 0.8 | Null | Null | Null | Null | Null | Null | Null | Null | Null
0.05585 | 5 | 0.09737 | 17.5 | 0.9 | Null | Null | Null | Null | Null | Null | Null | Null | Null
0.05585 | 5 | 0.09737 | 17.5 | 1 | Null | Null | Null | Null | Null | Null | Null | Null | Null
0.05585 | 5 | 0.09737 | 18 | 0.15 | Null | Null | Null | Null | Null | Null | Null | Null | Null
0.05585 | 5 | 0.09737 | 18 | 0.2 | Null | Null | Null | Null | Null | Null | Null | Null | Null
0.05585 | 5 | 0.09737 | 18 | 0.3 | Null | Null | Null | Null | Null | Null | Null | Null | Null
0.05585 | 5 | 0.09737 | 18 | 0.4 | Null | Null | Null | Null | Null | Null | Null | Null | Null
0.05585 | 5 | 0.09737 | 18 | 0.5 | Null | Null | Null | Null | Null | Null | Null | Null | Null
0.05585 | 5 | 0.09737 | 18 | 0.6 | Null | Null | Null | Null | Null | Null | Null | Null | Null
0.05585 | 5 | 0.09737 | 18 | 0.7 | Null | Null | Null | Null | Null | Null | Null | Null | Null
0.05585 | 5 | 0.09737 | 18 | 0.8 | Null | Null | Null | Null | Null | Null | Null | Null | Null
0.05585 | 5 | 0.09737 | 18 | 0.9 | Null | Null | Null | Null | Null | Null | Null | Null | Null
0.05585 | 5 | 0.09737 | 18 | 1 | Null | Null | Null | Null | Null | Null | Null | Null | Null
0.05585 | 5 | 0.09737 | 21 | 0.15 | Null | Null | Null | Null | Null | Null | Null | Null | Null
0.05585 | 5 | 0.09737 | 21 | 0.2 | Null | Null | Null | Null | Null | Null | Null | Null | Null
0.05585 | 5 | 0.09737 | 21 | 0.3 | Null | Null | Null | Null | Null | Null | Null | Null | Null
0.05585 | 5 | 0.09737 | 21 | 0.4 | Null | Null | Null | Null | Null | Null | Null | Null | Null
0.05585 | 5 | 0.09737 | 21 | 0.5 | Null | Null | Null | Null | Null | Null | Null | Null | Null
0.05585 | 5 | 0.09737 | 21 | 0.6 | Null | Null | Null | Null | Null | Null | Null | Null | Null
0.05585 | 5 | 0.09737 | 21 | 0.7 | Null | Null | Null | Null | Null | Null | Null | Null | Null
0.05585 | 5 | 0.09737 | 21 | 0.8 | Null | Null | Null | Null | Null | Null | Null | Null | Null
0.05585 | 5 | 0.09737 | 21 | 0.9 | Null | Null | Null | Null | Null | Null | Null | Null | Null
0.05585 | 5 | 0.09737 | 21 | 1 | Null | Null | Null | Null | Null | Null | Null | Null | Null
0.05585 | 5 | 0.09737 | 24 | 0.15 | Null | Null | Null | Null | Null | Null | Null | Null | Null
0.05585 | 5 | 0.09737 | 24 | 0.2 | Null | Null | Null | Null | Null | Null | Null | Null | Null
0.05585 | 5 | 0.09737 | 24 | 0.3 | Null | Null | Null | Null | Null | Null | Null | Null | Null
0.05585 | 5 | 0.09737 | 24 | 0.4 | Null | Null | Null | Null | Null | Null | Null | Null | Null
0.05585 | 5 | 0.09737 | 24 | 0.5 | Null | Null | Null | Null | Null | Null | Null | Null | Null
0.05585 | 5 | 0.09737 | 24 | 0.6 | Null | Null | Null | Null | Null | Null | Null | Null | Null
0.05585 | 5 | 0.09737 | 24 | 0.7 | Null | Null | Null | Null | Null | Null | Null | Null | Null
0.05585 | 5 | 0.09737 | 24 | 0.8 | Null | Null | Null | Null | Null | Null | Null | Null | Null
0.05585 | 5 | 0.09737 | 24 | 0.9 | Null | Null | Null | Null | Null | Null | Null | Null | Null
0.05585 | 5 | 0.09737 | 24 | 1 | Null | Null | Null | Null | Null | Null | Null | Null | Null
0.05585 | 5 | 0.09737 | 27 | 0.15 | Null | Null | Null | Null | Null | Null | Null | Null | Null
0.05585 | 5 | 0.09737 | 27 | 0.2 | Null | Null | Null | Null | Null | Null | Null | Null | Null
0.05585 | 5 | 0.09737 | 27 | 0.3 | Null | Null | Null | Null | Null | Null | Null | Null | Null
0.05585 | 5 | 0.09737 | 27 | 0.4 | Null | Null | Null | Null | Null | Null | Null | Null | Null
0.05585 | 5 | 0.09737 | 27 | 0.5 | Null | Null | Null | Null | Null | Null | Null | Null | Null
0.05585 | 5 | 0.09737 | 27 | 0.6 | Null | Null | Null | Null | Null | Null | Null | Null | Null
0.05585 | 5 | 0.09737 | 27 | 0.7 | Null | Null | Null | Null | Null | Null | Null | Null | Null
0.05585 | 5 | 0.09737 | 27 | 0.8 | Null | Null | Null | Null | Null | Null | Null | Null | Null
0.05585 | 5 | 0.09737 | 27 | 0.9 | Null | Null | Null | Null | Null | Null | Null | Null | Null
0.05585 | 5 | 0.09737 | 27 | 1 | Null | Null | Null | Null | Null | Null | Null | Null | Null
0.05585 | 5 | 0.09737 | 30 | 0.15 | Null | Null | Null | Null | Null | Null | Null | Null | Null
0.05585 | 5 | 0.09737 | 30 | 0.2 | Null | Null | Null | Null | Null | Null | Null | Null | Null
0.05585 | 5 | 0.09737 | 30 | 0.3 | Null | Null | Null | Null | Null | Null | Null | Null | Null
0.05585 | 5 | 0.09737 | 30 | 0.4 | Null | Null | Null | Null | Null | Null | Null | Null | Null
0.05585 | 5 | 0.09737 | 30 | 0.5 | Null | Null | Null | Null | Null | Null | Null | Null | Null
0.05585 | 5 | 0.09737 | 30 | 0.6 | Null | Null | Null | Null | Null | Null | Null | Null | Null
0.05585 | 5 | 0.09737 | 30 | 0.7 | Null | Null | Null | Null | Null | Null | Null | Null | Null
0.05585 | 5 | 0.09737 | 30 | 0.8 | Null | Null | Null | Null | Null | Null | Null | Null | Null
0.05585 | 5 | 0.09737 | 30 | 0.9 | Null | Null | Null | Null | Null | Null | Null | Null | Null
0.05585 | 5 | 0.09737 | 30 | 1 | Null | Null | Null | Null | Null | Null | Null | Null | Null
0.05585 | 5 | 0.115 | 10.5 | 0.15 | Null | Null | Null | Null | Null | Null | Null | Null | Null
0.05585 | 5 | 0.115 | 10.5 | 0.2 | Null | Null | Null | Null | Null | Null | Null | Null | Null
0.05585 | 5 | 0.115 | 10.5 | 0.3 | Null | Null | Null | Null | Null | Null | Null | Null | Null
0.05585 | 5 | 0.115 | 10.5 | 0.4 | Null | Null | Null | Null | Null | Null | Null | Null | Null
0.05585 | 5 | 0.115 | 10.5 | 0.5 | Null | Null | Null | Null | Null | Null | Null | Null | Null
0.05585 | 5 | 0.115 | 10.5 | 0.6 | Null | Null | Null | Null | Null | Null | Null | Null | Null
0.05585 | 5 | 0.115 | 10.5 | 0.7 | Null | Null | Null | Null | Null | Null | Null | Null | Null
0.05585 | 5 | 0.115 | 10.5 | 0.8 | Null | Null | Null | Null | Null | Null | Null | Null | Null
0.05585 | 5 | 0.115 | 10.5 | 0.9 | Null | Null | Null | Null | Null | Null | Null | Null | Null
0.05585 | 5 | 0.115 | 10.5 | 1 | Null | Null | Null | Null | Null | Null | Null | Null | Null
0.05585 | 5 | 0.115 | 11 | 0.15 | Null | Null | Null | Null | Null | Null | Null | Null | Null
0.05585 | 5 | 0.115 | 11 | 0.2 | Null | Null | Null | Null | Null | Null | Null | Null | Null
0.05585 | 5 | 0.115 | 11 | 0.3 | Null | Null | Null | Null | Null | Null | Null | Null | Null
0.05585 | 5 | 0.115 | 11 | 0.4 | Null | Null | Null | Null | Null | Null | Null | Null | Null
0.05585 | 5 | 0.115 | 11 | 0.5 | Null | Null | Null | Null | Null | Null | Null | Null | Null
0.05585 | 5 | 0.115 | 11 | 0.6 | Null | Null | Null | Null | Null | Null | Null | Null | Null
0.05585 | 5 | 0.115 | 11 | 0.7 | Null | Null | Null | Null | Null | Null | Null | Null | Null
0.05585 | 5 | 0.115 | 11 | 0.8 | Null | Null | Null | Null | Null | Null | Null | Null | Null
0.05585 | 5 | 0.115 | 11 | 0.9 | Null | Null | Null | Null | Null | Null | Null | Null | Null
0.05585 | 5 | 0.115 | 11 | 1 | Null | Null | Null | Null | Null | Null | Null | Null | Null
0.05585 | 5 | 0.115 | 11.5 | 0.15 | Null | Null | Null | Null | Null | Null | Null | Null | Null
0.05585 | 5 | 0.115 | 11.5 | 0.2 | Null | Null | Null | Null | Null | Null | Null | Null | Null
0.05585 | 5 | 0.115 | 11.5 | 0.3 | Null | Null | Null | Null | Null | Null | Null | Null | Null
0.05585 | 5 | 0.115 | 11.5 | 0.4 | Null | Null | Null | Null | Null | Null | Null | Null | Null
0.05585 | 5 | 0.115 | 11.5 | 0.5 | Null | Null | Null | Null | Null | Null | Null | Null | Null
0.05585 | 5 | 0.115 | 11.5 | 0.6 | Null | Null | Null | Null | Null | Null | Null | Null | Null
0.05585 | 5 | 0.115 | 11.5 | 0.7 | Null | Null | Null | Null | Null | Null | Null | Null | Null
0.05585 | 5 | 0.115 | 11.5 | 0.8 | Null | Null | Null | Null | Null | Null | Null | Null | Null
0.05585 | 5 | 0.115 | 11.5 | 0.9 | Null | Null | Null | Null | Null | Null | Null | Null | Null
0.05585 | 5 | 0.115 | 11.5 | 1 | Null | Null | Null | Null | Null | Null | Null | Null | Null
0.05585 | 5 | 0.115 | 12 | 0.15 | Null | Null | Null | Null | Null | Null | Null | Null | Null
0.05585 | 5 | 0.115 | 12 | 0.2 | Null | Null | Null | Null | Null | Null | Null | Null | Null
0.05585 | 5 | 0.115 | 12 | 0.3 | Null | Null | Null | Null | Null | Null | Null | Null | Null
0.05585 | 5 | 0.115 | 12 | 0.4 | Null | Null | Null | Null | Null | Null | Null | Null | Null
0.05585 | 5 | 0.115 | 12 | 0.5 | Null | Null | Null | Null | Null | Null | Null | Null | Null
0.05585 | 5 | 0.115 | 12 | 0.6 | Null | Null | Null | Null | Null | Null | Null | Null | Null
0.05585 | 5 | 0.115 | 12 | 0.7 | Null | Null | Null | Null | Null | Null | Null | Null | Null
0.05585 | 5 | 0.115 | 12 | 0.8 | Null | Null | Null | Null | Null | Null | Null | Null | Null
0.05585 | 5 | 0.115 | 12 | 0.9 | Null | Null | Null | Null | Null | Null | Null | Null | Null
0.05585 | 5 | 0.115 | 12 | 1 | Null | Null | Null | Null | Null | Null | Null | Null | Null
0.05585 | 5 | 0.115 | 12.5 | 0.15 | Null | Null | Null | Null | Null | Null | Null | Null | Null
0.05585 | 5 | 0.115 | 12.5 | 0.2 | Null | Null | Null | Null | Null | Null | Null | Null | Null
0.05585 | 5 | 0.115 | 12.5 | 0.3 | Null | Null | Null | Null | Null | Null | Null | Null | Null
0.05585 | 5 | 0.115 | 12.5 | 0.4 | Null | Null | Null | Null | Null | Null | Null | Null | Null
0.05585 | 5 | 0.115 | 12.5 | 0.5 | Null | Null | Null | Null | Null | Null | Null | Null | Null
0.05585 | 5 | 0.115 | 12.5 | 0.6 | Null | Null | Null | Null | Null | Null | Null | Null | Null
0.05585 | 5 | 0.115 | 12.5 | 0.7 | Null | Null | Null | Null | Null | Null | Null | Null | Null
0.05585 | 5 | 0.115 | 12.5 | 0.8 | Null | Null | Null | Null | Null | Null | Null | Null | Null
0.05585 | 5 | 0.115 | 12.5 | 0.9 | Null | Null | Null | Null | Null | Null | Null | Null | Null
0.05585 | 5 | 0.115 | 12.5 | 1 | Null | Null | Null | Null | Null | Null | Null | Null | Null
0.05585 | 5 | 0.115 | 13 | 0.15 | Null | Null | Null | Null | Null | Null | Null | Null | Null
0.05585 | 5 | 0.115 | 13 | 0.2 | Null | Null | Null | Null | Null | Null | Null | Null | Null
0.05585 | 5 | 0.115 | 13 | 0.3 | Null | Null | Null | Null | Null | Null | Null | Null | Null
0.05585 | 5 | 0.115 | 13 | 0.4 | Null | Null | Null | Null | Null | Null | Null | Null | Null
0.05585 | 5 | 0.115 | 13 | 0.5 | Null | Null | Null | Null | Null | Null | Null | Null | Null
0.05585 | 5 | 0.115 | 13 | 0.6 | Null | Null | Null | Null | Null | Null | Null | Null | Null
0.05585 | 5 | 0.115 | 13 | 0.7 | Null | Null | Null | Null | Null | Null | Null | Null | Null
0.05585 | 5 | 0.115 | 13 | 0.8 | Null | Null | Null | Null | Null | Null | Null | Null | Null
0.05585 | 5 | 0.115 | 13 | 0.9 | Null | Null | Null | Null | Null | Null | Null | Null | Null
0.05585 | 5 | 0.115 | 13 | 1 | Null | Null | Null | Null | Null | Null | Null | Null | Null
0.05585 | 5 | 0.115 | 13.5 | 0.15 | Null | Null | Null | Null | Null | Null | Null | Null | Null
0.05585 | 5 | 0.115 | 13.5 | 0.2 | Null | Null | Null | Null | Null | Null | Null | Null | Null
0.05585 | 5 | 0.115 | 13.5 | 0.3 | Null | Null | Null | Null | Null | Null | Null | Null | Null
0.05585 | 5 | 0.115 | 13.5 | 0.4 | Null | Null | Null | Null | Null | Null | Null | Null | Null
0.05585 | 5 | 0.115 | 13.5 | 0.5 | Null | Null | Null | Null | Null | Null | Null | Null | Null
0.05585 | 5 | 0.115 | 13.5 | 0.6 | Null | Null | Null | Null | Null | Null | Null | Null | Null
0.05585 | 5 | 0.115 | 13.5 | 0.7 | Null | Null | Null | Null | Null | Null | Null | Null | Null
0.05585 | 5 | 0.115 | 13.5 | 0.8 | Null | Null | Null | Null | Null | Null | Null | Null | Null
0.05585 | 5 | 0.115 | 13.5 | 0.9 | Null | Null | Null | Null | Null | Null | Null | Null | Null
0.05585 | 5 | 0.115 | 13.5 | 1 | Null | Null | Null | Null | Null | Null | Null | Null | Null
0.05585 | 5 | 0.115 | 14 | 0.15 | Null | Null | Null | Null | Null | Null | Null | Null | Null
0.05585 | 5 | 0.115 | 14 | 0.2 | Null | Null | Null | Null | Null | Null | Null | Null | Null
0.05585 | 5 | 0.115 | 14 | 0.3 | Null | Null | Null | Null | Null | Null | Null | Null | Null
0.05585 | 5 | 0.115 | 14 | 0.4 | Null | Null | Null | Null | Null | Null | Null | Null | Null
0.05585 | 5 | 0.115 | 14 | 0.5 | Null | Null | Null | Null | Null | Null | Null | Null | Null
0.05585 | 5 | 0.115 | 14 | 0.6 | Null | Null | Null | Null | Null | Null | Null | Null | Null
0.05585 | 5 | 0.115 | 14 | 0.7 | Null | Null | Null | Null | Null | Null | Null | Null | Null
0.05585 | 5 | 0.115 | 14 | 0.8 | Null | Null | Null | Null | Null | Null | Null | Null | Null
0.05585 | 5 | 0.115 | 14 | 0.9 | Null | Null | Null | Null | Null | Null | Null | Null | Null
0.05585 | 5 | 0.115 | 14 | 1 | Null | Null | Null | Null | Null | Null | Null | Null | Null
0.05585 | 5 | 0.115 | 14.5 | 0.15 | Null | Null | Null | Null | Null | Null | Null | Null | Null
0.05585 | 5 | 0.115 | 14.5 | 0.2 | Null | Null | Null | Null | Null | Null | Null | Null | Null
0.05585 | 5 | 0.115 | 14.5 | 0.3 | Null | Null | Null | Null | Null | Null | Null | Null | Null
0.05585 | 5 | 0.115 | 14.5 | 0.4 | Null | Null | Null | Null | Null | Null | Null | Null | Null
0.05585 | 5 | 0.115 | 14.5 | 0.5 | Null | Null | Null | Null | Null | Null | Null | Null | Null
0.05585 | 5 | 0.115 | 14.5 | 0.6 | Null | Null | Null | Null | Null | Null | Null | Null | Null
0.05585 | 5 | 0.115 | 14.5 | 0.7 | Null | Null | Null | Null | Null | Null | Null | Null | Null
0.05585 | 5 | 0.115 | 14.5 | 0.8 | Null | Null | Null | Null | Null | Null | Null | Null | Null
0.05585 | 5 | 0.115 | 14.5 | 0.9 | Null | Null | Null | Null | Null | Null | Null | Null | Null
0.05585 | 5 | 0.115 | 14.5 | 1 | Null | Null | Null | Null | Null | Null | Null | Null | Null
0.05585 | 5 | 0.115 | 15 | 0.15 | Null | Null | Null | Null | Null | Null | Null | Null | Null
0.05585 | 5 | 0.115 | 15 | 0.2 | Null | Null | Null | Null | Null | Null | Null | Null | Null
0.05585 | 5 | 0.115 | 15 | 0.3 | Null | Null | Null | Null | Null | Null | Null | Null | Null
0.05585 | 5 | 0.115 | 15 | 0.4 | Null | Null | Null | Null | Null | Null | Null | Null | Null
0.05585 | 5 | 0.115 | 15 | 0.5 | Null | Null | Null | Null | Null | Null | Null | Null | Null
0.05585 | 5 | 0.115 | 15 | 0.6 | Null | Null | Null | Null | Null | Null | Null | Null | Null
0.05585 | 5 | 0.115 | 15 | 0.7 | Null | Null | Null | Null | Null | Null | Null | Null | Null
0.05585 | 5 | 0.115 | 15 | 0.8 | Null | Null | Null | Null | Null | Null | Null | Null | Null
0.05585 | 5 | 0.115 | 15 | 0.9 | Null | Null | Null | Null | Null | Null | Null | Null | Null
0.05585 | 5 | 0.115 | 15 | 1 | Null | Null | Null | Null | Null | Null | Null | Null | Null
0.05585 | 5 | 0.115 | 15.5 | 0.15 | Null | Null | Null | Null | Null | Null | Null | Null | Null
0.05585 | 5 | 0.115 | 15.5 | 0.2 | Null | Null | Null | Null | Null | Null | Null | Null | Null
0.05585 | 5 | 0.115 | 15.5 | 0.3 | Null | Null | Null | Null | Null | Null | Null | Null | Null
0.05585 | 5 | 0.115 | 15.5 | 0.4 | Null | Null | Null | Null | Null | Null | Null | Null | Null
0.05585 | 5 | 0.115 | 15.5 | 0.5 | Null | Null | Null | Null | Null | Null | Null | Null | Null
0.05585 | 5 | 0.115 | 15.5 | 0.6 | Null | Null | Null | Null | Null | Null | Null | Null | Null
0.05585 | 5 | 0.115 | 15.5 | 0.7 | Null | Null | Null | Null | Null | Null | Null | Null | Null
0.05585 | 5 | 0.115 | 15.5 | 0.8 | Null | Null | Null | Null | Null | Null | Null | Null | Null
0.05585 | 5 | 0.115 | 15.5 | 0.9 | Null | Null | Null | Null | Null | Null | Null | Null | Null
0.05585 | 5 | 0.115 | 15.5 | 1 | Null | Null | Null | Null | Null | Null | Null | Null | Null
0.05585 | 5 | 0.115 | 16 | 0.15 | Null | Null | Null | Null | Null | Null | Null | Null | Null
0.05585 | 5 | 0.115 | 16 | 0.2 | Null | Null | Null | Null | Null | Null | Null | Null | Null
0.05585 | 5 | 0.115 | 16 | 0.3 | Null | Null | Null | Null | Null | Null | Null | Null | Null
0.05585 | 5 | 0.115 | 16 | 0.4 | Null | Null | Null | Null | Null | Null | Null | Null | Null
0.05585 | 5 | 0.115 | 16 | 0.5 | Null | Null | Null | Null | Null | Null | Null | Null | Null
0.05585 | 5 | 0.115 | 16 | 0.6 | Null | Null | Null | Null | Null | Null | Null | Null | Null
0.05585 | 5 | 0.115 | 16 | 0.7 | Null | Null | Null | Null | Null | Null | Null | Null | Null
0.05585 | 5 | 0.115 | 16 | 0.8 | Null | Null | Null | Null | Null | Null | Null | Null | Null
0.05585 | 5 | 0.115 | 16 | 0.9 | Null | Null | Null | Null | Null | Null | Null | Null | Null
0.05585 | 5 | 0.115 | 16 | 1 | Null | Null | Null | Null | Null | Null | Null | Null | Null
0.05585 | 5 | 0.115 | 16.5 | 0.15 | Null | Null | Null | Null | Null | Null | Null | Null | Null
0.05585 | 5 | 0.115 | 16.5 | 0.2 | Null | Null | Null | Null | Null | Null | Null | Null | Null
0.05585 | 5 | 0.115 | 16.5 | 0.3 | Null | Null | Null | Null | Null | Null | Null | Null | Null
0.05585 | 5 | 0.115 | 16.5 | 0.4 | Null | Null | Null | Null | Null | Null | Null | Null | Null
0.05585 | 5 | 0.115 | 16.5 | 0.5 | Null | Null | Null | Null | Null | Null | Null | Null | Null
0.05585 | 5 | 0.115 | 16.5 | 0.6 | Null | Null | Null | Null | Null | Null | Null | Null | Null
0.05585 | 5 | 0.115 | 16.5 | 0.7 | Null | Null | Null | Null | Null | Null | Null | Null | Null
0.05585 | 5 | 0.115 | 16.5 | 0.8 | Null | Null | Null | Null | Null | Null | Null | Null | Null
0.05585 | 5 | 0.115 | 16.5 | 0.9 | Null | Null | Null | Null | Null | Null | Null | Null | Null
0.05585 | 5 | 0.115 | 16.5 | 1 | Null | Null | Null | Null | Null | Null | Null | Null | Null
0.05585 | 5 | 0.115 | 17 | 0.15 | Null | Null | Null | Null | Null | Null | Null | Null | Null
0.05585 | 5 | 0.115 | 17 | 0.2 | Null | Null | Null | Null | Null | Null | Null | Null | Null
0.05585 | 5 | 0.115 | 17 | 0.3 | Null | Null | Null | Null | Null | Null | Null | Null | Null
0.05585 | 5 | 0.115 | 17 | 0.4 | Null | Null | Null | Null | Null | Null | Null | Null | Null
0.05585 | 5 | 0.115 | 17 | 0.5 | Null | Null | Null | Null | Null | Null | Null | Null | Null
0.05585 | 5 | 0.115 | 17 | 0.6 | Null | Null | Null | Null | Null | Null | Null | Null | Null
0.05585 | 5 | 0.115 | 17 | 0.7 | Null | Null | Null | Null | Null | Null | Null | Null | Null
0.05585 | 5 | 0.115 | 17 | 0.8 | Null | Null | Null | Null | Null | Null | Null | Null | Null
0.05585 | 5 | 0.115 | 17 | 0.9 | Null | Null | Null | Null | Null | Null | Null | Null | Null
0.05585 | 5 | 0.115 | 17 | 1 | Null | Null | Null | Null | Null | Null | Null | Null | Null
0.05585 | 5 | 0.115 | 17.5 | 0.15 | Null | Null | Null | Null | Null | Null | Null | Null | Null
0.05585 | 5 | 0.115 | 17.5 | 0.2 | Null | Null | Null | Null | Null | Null | Null | Null | Null
0.05585 | 5 | 0.115 | 17.5 | 0.3 | Null | Null | Null | Null | Null | Null | Null | Null | Null
0.05585 | 5 | 0.115 | 17.5 | 0.4 | Null | Null | Null | Null | Null | Null | Null | Null | Null
0.05585 | 5 | 0.115 | 17.5 | 0.5 | Null | Null | Null | Null | Null | Null | Null | Null | Null
0.05585 | 5 | 0.115 | 17.5 | 0.6 | Null | Null | Null | Null | Null | Null | Null | Null | Null
0.05585 | 5 | 0.115 | 17.5 | 0.7 | Null | Null | Null | Null | Null | Null | Null | Null | Null
0.05585 | 5 | 0.115 | 17.5 | 0.8 | Null | Null | Null | Null | Null | Null | Null | Null | Null
0.05585 | 5 | 0.115 | 17.5 | 0.9 | Null | Null | Null | Null | Null | Null | Null | Null | Null
0.05585 | 5 | 0.115 | 17.5 | 1 | Null | Null | Null | Null | Null | Null | Null | Null | Null
0.05585 | 5 | 0.115 | 18 | 0.15 | Null | Null | Null | Null | Null | Null | Null | Null | Null
0.05585 | 5 | 0.115 | 18 | 0.2 | Null | Null | Null | Null | Null | Null | Null | Null | Null
0.05585 | 5 | 0.115 | 18 | 0.3 | Null | Null | Null | Null | Null | Null | Null | Null | Null
0.05585 | 5 | 0.115 | 18 | 0.4 | Null | Null | Null | Null | Null | Null | Null | Null | Null
0.05585 | 5 | 0.115 | 18 | 0.5 | Null | Null | Null | Null | Null | Null | Null | Null | Null
0.05585 | 5 | 0.115 | 18 | 0.6 | Null | Null | Null | Null | Null | Null | Null | Null | Null
0.05585 | 5 | 0.115 | 18 | 0.7 | Null | Null | Null | Null | Null | Null | Null | Null | Null
0.05585 | 5 | 0.115 | 18 | 0.8 | Null | Null | Null | Null | Null | Null | Null | Null | Null
0.05585 | 5 | 0.115 | 18 | 0.9 | Null | Null | Null | Null | Null | Null | Null | Null | Null
0.05585 | 5 | 0.115 | 18 | 1 | Null | Null | Null | Null | Null | Null | Null | Null | Null
0.05585 | 5 | 0.115 | 21 | 0.15 | Null | Null | Null | Null | Null | Null | Null | Null | Null
0.05585 | 5 | 0.115 | 21 | 0.2 | Null | Null | Null | Null | Null | Null | Null | Null | Null
0.05585 | 5 | 0.115 | 21 | 0.3 | Null | Null | Null | Null | Null | Null | Null | Null | Null
0.05585 | 5 | 0.115 | 21 | 0.4 | Null | Null | Null | Null | Null | Null | Null | Null | Null
0.05585 | 5 | 0.115 | 21 | 0.5 | Null | Null | Null | Null | Null | Null | Null | Null | Null
0.05585 | 5 | 0.115 | 21 | 0.6 | Null | Null | Null | Null | Null | Null | Null | Null | Null
0.05585 | 5 | 0.115 | 21 | 0.7 | Null | Null | Null | Null | Null | Null | Null | Null | Null
0.05585 | 5 | 0.115 | 21 | 0.8 | Null | Null | Null | Null | Null | Null | Null | Null | Null
0.05585 | 5 | 0.115 | 21 | 0.9 | Null | Null | Null | Null | Null | Null | Null | Null | Null
0.05585 | 5 | 0.115 | 21 | 1 | Null | Null | Null | Null | Null | Null | Null | Null | Null
0.05585 | 5 | 0.115 | 24 | 0.15 | Null | Null | Null | Null | Null | Null | Null | Null | Null
0.05585 | 5 | 0.115 | 24 | 0.2 | Null | Null | Null | Null | Null | Null | Null | Null | Null
0.05585 | 5 | 0.115 | 24 | 0.3 | Null | Null | Null | Null | Null | Null | Null | Null | Null
0.05585 | 5 | 0.115 | 24 | 0.4 | Null | Null | Null | Null | Null | Null | Null | Null | Null
0.05585 | 5 | 0.115 | 24 | 0.5 | Null | Null | Null | Null | Null | Null | Null | Null | Null
0.05585 | 5 | 0.115 | 24 | 0.6 | Null | Null | Null | Null | Null | Null | Null | Null | Null
0.05585 | 5 | 0.115 | 24 | 0.7 | Null | Null | Null | Null | Null | Null | Null | Null | Null
0.05585 | 5 | 0.115 | 24 | 0.8 | Null | Null | Null | Null | Null | Null | Null | Null | Null
0.05585 | 5 | 0.115 | 24 | 0.9 | Null | Null | Null | Null | Null | Null | Null | Null | Null
0.05585 | 5 | 0.115 | 24 | 1 | Null | Null | Null | Null | Null | Null | Null | Null | Null
0.05585 | 5 | 0.115 | 27 | 0.15 | Null | Null | Null | Null | Null | Null | Null | Null | Null
0.05585 | 5 | 0.115 | 27 | 0.2 | Null | Null | Null | Null | Null | Null | Null | Null | Null
0.05585 | 5 | 0.115 | 27 | 0.3 | Null | Null | Null | Null | Null | Null | Null | Null | Null
0.05585 | 5 | 0.115 | 27 | 0.4 | Null | Null | Null | Null | Null | Null | Null | Null | Null
0.05585 | 5 | 0.115 | 27 | 0.5 | Null | Null | Null | Null | Null | Null | Null | Null | Null
0.05585 | 5 | 0.115 | 27 | 0.6 | Null | Null | Null | Null | Null | Null | Null | Null | Null
0.05585 | 5 | 0.115 | 27 | 0.7 | Null | Null | Null | Null | Null | Null | Null | Null | Null
0.05585 | 5 | 0.115 | 27 | 0.8 | Null | Null | Null | Null | Null | Null | Null | Null | Null
0.05585 | 5 | 0.115 | 27 | 0.9 | Null | Null | Null | Null | Null | Null | Null | Null | Null
0.05585 | 5 | 0.115 | 27 | 1 | Null | Null | Null | Null | Null | Null | Null | Null | Null
0.05585 | 5 | 0.115 | 30 | 0.15 | Null | Null | Null | Null | Null | Null | Null | Null | Null
0.05585 | 5 | 0.115 | 30 | 0.2 | Null | Null | Null | Null | Null | Null | Null | Null | Null
0.05585 | 5 | 0.115 | 30 | 0.3 | Null | Null | Null | Null | Null | Null | Null | Null | Null
0.05585 | 5 | 0.115 | 30 | 0.4 | Null | Null | Null | Null | Null | Null | Null | Null | Null
0.05585 | 5 | 0.115 | 30 | 0.5 | Null | Null | Null | Null | Null | Null | Null | Null | Null
0.05585 | 5 | 0.115 | 30 | 0.6 | Null | Null | Null | Null | Null | Null | Null | Null | Null
0.05585 | 5 | 0.115 | 30 | 0.7 | Null | Null | Null | Null | Null | Null | Null | Null | Null
0.05585 | 5 | 0.115 | 30 | 0.8 | Null | Null | Null | Null | Null | Null | Null | Null | Null
0.05585 | 5 | 0.115 | 30 | 0.9 | Null | Null | Null | Null | Null | Null | Null | Null | Null
0.05585 | 5 | 0.115 | 30 | 1 | Null | Null | Null | Null | Null | Null | Null | Null | Null
0.05585 | 7 | 0.00115 | 10.5 | 0.15 | Null | Null | Null | Null | Null | Null | Null | Null | Null
0.05585 | 7 | 0.00115 | 10.5 | 0.2 | Null | Null | Null | Null | Null | Null | Null | Null | Null
0.05585 | 7 | 0.00115 | 10.5 | 0.3 | Null | Null | Null | Null | Null | Null | Null | Null | Null
0.05585 | 7 | 0.00115 | 10.5 | 0.4 | Null | Null | Null | Null | Null | Null | Null | Null | Null
0.05585 | 7 | 0.00115 | 10.5 | 0.5 | Null | Null | Null | Null | Null | Null | Null | Null | Null
0.05585 | 7 | 0.00115 | 10.5 | 0.6 | Null | Null | Null | Null | Null | Null | Null | Null | Null
0.05585 | 7 | 0.00115 | 10.5 | 0.7 | Null | Null | Null | Null | Null | Null | Null | Null | Null
0.05585 | 7 | 0.00115 | 10.5 | 0.8 | Null | Null | Null | Null | Null | Null | Null | Null | Null
0.05585 | 7 | 0.00115 | 10.5 | 0.9 | Null | Null | Null | Null | Null | Null | Null | Null | Null
0.05585 | 7 | 0.00115 | 10.5 | 1 | Null | Null | Null | Null | Null | Null | Null | Null | Null
0.05585 | 7 | 0.00115 | 11 | 0.15 | Null | Null | Null | Null | Null | Null | Null | Null | Null
0.05585 | 7 | 0.00115 | 11 | 0.2 | Null | Null | Null | Null | Null | Null | Null | Null | Null
0.05585 | 7 | 0.00115 | 11 | 0.3 | Null | Null | Null | Null | Null | Null | Null | Null | Null
0.05585 | 7 | 0.00115 | 11 | 0.4 | Null | Null | Null | Null | Null | Null | Null | Null | Null
0.05585 | 7 | 0.00115 | 11 | 0.5 | Null | Null | Null | Null | Null | Null | Null | Null | Null
0.05585 | 7 | 0.00115 | 11 | 0.6 | Null | Null | Null | Null | Null | Null | Null | Null | Null
0.05585 | 7 | 0.00115 | 11 | 0.7 | Null | Null | Null | Null | Null | Null | Null | Null | Null
0.05585 | 7 | 0.00115 | 11 | 0.8 | Null | Null | Null | Null | Null | Null | Null | Null | Null
0.05585 | 7 | 0.00115 | 11 | 0.9 | Null | Null | Null | Null | Null | Null | Null | Null | Null
0.05585 | 7 | 0.00115 | 11 | 1 | Null | Null | Null | Null | Null | Null | Null | Null | Null
0.05585 | 7 | 0.00115 | 11.5 | 0.15 | Null | Null | Null | Null | Null | Null | Null | Null | Null
0.05585 | 7 | 0.00115 | 11.5 | 0.2 | Null | Null | Null | Null | Null | Null | Null | Null | Null
0.05585 | 7 | 0.00115 | 11.5 | 0.3 | Null | Null | Null | Null | Null | Null | Null | Null | Null
0.05585 | 7 | 0.00115 | 11.5 | 0.4 | Null | Null | Null | Null | Null | Null | Null | Null | Null
0.05585 | 7 | 0.00115 | 11.5 | 0.5 | Null | Null | Null | Null | Null | Null | Null | Null | Null
0.05585 | 7 | 0.00115 | 11.5 | 0.6 | Null | Null | Null | Null | Null | Null | Null | Null | Null
0.05585 | 7 | 0.00115 | 11.5 | 0.7 | Null | Null | Null | Null | Null | Null | Null | Null | Null
0.05585 | 7 | 0.00115 | 11.5 | 0.8 | Null | Null | Null | Null | Null | Null | Null | Null | Null
0.05585 | 7 | 0.00115 | 11.5 | 0.9 | Null | Null | Null | Null | Null | Null | Null | Null | Null
0.05585 | 7 | 0.00115 | 11.5 | 1 | Null | Null | Null | Null | Null | Null | Null | Null | Null
0.05585 | 7 | 0.00115 | 12 | 0.15 | Null | Null | Null | Null | Null | Null | Null | Null | Null
0.05585 | 7 | 0.00115 | 12 | 0.2 | Null | Null | Null | Null | Null | Null | Null | Null | Null
0.05585 | 7 | 0.00115 | 12 | 0.3 | Null | Null | Null | Null | Null | Null | Null | Null | Null
0.05585 | 7 | 0.00115 | 12 | 0.4 | Null | Null | Null | Null | Null | Null | Null | Null | Null
0.05585 | 7 | 0.00115 | 12 | 0.5 | Null | Null | Null | Null | Null | Null | Null | Null | Null
0.05585 | 7 | 0.00115 | 12 | 0.6 | Null | Null | Null | Null | Null | Null | Null | Null | Null
0.05585 | 7 | 0.00115 | 12 | 0.7 | Null | Null | Null | Null | Null | Null | Null | Null | Null
0.05585 | 7 | 0.00115 | 12 | 0.8 | Null | Null | Null | Null | Null | Null | Null | Null | Null
0.05585 | 7 | 0.00115 | 12 | 0.9 | Null | Null | Null | Null | Null | Null | Null | Null | Null
0.05585 | 7 | 0.00115 | 12 | 1 | Null | Null | Null | Null | Null | Null | Null | Null | Null
0.05585 | 7 | 0.00115 | 12.5 | 0.15 | Null | Null | Null | Null | Null | Null | Null | Null | Null
0.05585 | 7 | 0.00115 | 12.5 | 0.2 | Null | Null | Null | Null | Null | Null | Null | Null | Null
0.05585 | 7 | 0.00115 | 12.5 | 0.3 | Null | Null | Null | Null | Null | Null | Null | Null | Null
0.05585 | 7 | 0.00115 | 12.5 | 0.4 | Null | Null | Null | Null | Null | Null | Null | Null | Null
0.05585 | 7 | 0.00115 | 12.5 | 0.5 | Null | Null | Null | Null | Null | Null | Null | Null | Null
0.05585 | 7 | 0.00115 | 12.5 | 0.6 | Null | Null | Null | Null | Null | Null | Null | Null | Null
0.05585 | 7 | 0.00115 | 12.5 | 0.7 | Null | Null | Null | Null | Null | Null | Null | Null | Null
0.05585 | 7 | 0.00115 | 12.5 | 0.8 | Null | Null | Null | Null | Null | Null | Null | Null | Null
0.05585 | 7 | 0.00115 | 12.5 | 0.9 | Null | Null | Null | Null | Null | Null | Null | Null | Null
0.05585 | 7 | 0.00115 | 12.5 | 1 | Null | Null | Null | Null | Null | Null | Null | Null | Null
0.05585 | 7 | 0.00115 | 13 | 0.15 | Null | Null | Null | Null | Null | Null | Null | Null | Null
0.05585 | 7 | 0.00115 | 13 | 0.2 | Null | Null | Null | Null | Null | Null | Null | Null | Null
0.05585 | 7 | 0.00115 | 13 | 0.3 | Null | Null | Null | Null | Null | Null | Null | Null | Null
0.05585 | 7 | 0.00115 | 13 | 0.4 | Null | Null | Null | Null | Null | Null | Null | Null | Null
0.05585 | 7 | 0.00115 | 13 | 0.5 | Null | Null | Null | Null | Null | Null | Null | Null | Null
0.05585 | 7 | 0.00115 | 13 | 0.6 | Null | Null | Null | Null | Null | Null | Null | Null | Null
0.05585 | 7 | 0.00115 | 13 | 0.7 | Null | Null | Null | Null | Null | Null | Null | Null | Null
0.05585 | 7 | 0.00115 | 13 | 0.8 | Null | Null | Null | Null | Null | Null | Null | Null | Null
0.05585 | 7 | 0.00115 | 13 | 0.9 | Null | Null | Null | Null | Null | Null | Null | Null | Null
0.05585 | 7 | 0.00115 | 13 | 1 | Null | Null | Null | Null | Null | Null | Null | Null | Null
0.05585 | 7 | 0.00115 | 13.5 | 0.15 | Null | Null | Null | Null | Null | Null | Null | Null | Null
0.05585 | 7 | 0.00115 | 13.5 | 0.2 | Null | Null | Null | Null | Null | Null | Null | Null | Null
0.05585 | 7 | 0.00115 | 13.5 | 0.3 | Null | Null | Null | Null | Null | Null | Null | Null | Null
0.05585 | 7 | 0.00115 | 13.5 | 0.4 | Null | Null | Null | Null | Null | Null | Null | Null | Null
0.05585 | 7 | 0.00115 | 13.5 | 0.5 | Null | Null | Null | Null | Null | Null | Null | Null | Null
0.05585 | 7 | 0.00115 | 13.5 | 0.6 | Null | Null | Null | Null | Null | Null | Null | Null | Null
0.05585 | 7 | 0.00115 | 13.5 | 0.7 | Null | Null | Null | Null | Null | Null | Null | Null | Null
0.05585 | 7 | 0.00115 | 13.5 | 0.8 | Null | Null | Null | Null | Null | Null | Null | Null | Null
0.05585 | 7 | 0.00115 | 13.5 | 0.9 | Null | Null | Null | Null | Null | Null | Null | Null | Null
0.05585 | 7 | 0.00115 | 13.5 | 1 | Null | Null | Null | Null | Null | Null | Null | Null | Null
0.05585 | 7 | 0.00115 | 14 | 0.15 | Null | Null | Null | Null | Null | Null | Null | Null | Null
0.05585 | 7 | 0.00115 | 14 | 0.2 | Null | Null | Null | Null | Null | Null | Null | Null | Null
0.05585 | 7 | 0.00115 | 14 | 0.3 | Null | Null | Null | Null | Null | Null | Null | Null | Null
0.05585 | 7 | 0.00115 | 14 | 0.4 | Null | Null | Null | Null | Null | Null | Null | Null | Null
0.05585 | 7 | 0.00115 | 14 | 0.5 | Null | Null | Null | Null | Null | Null | Null | Null | Null
0.05585 | 7 | 0.00115 | 14 | 0.6 | Null | Null | Null | Null | Null | Null | Null | Null | Null
0.05585 | 7 | 0.00115 | 14 | 0.7 | Null | Null | Null | Null | Null | Null | Null | Null | Null
0.05585 | 7 | 0.00115 | 14 | 0.8 | Null | Null | Null | Null | Null | Null | Null | Null | Null
0.05585 | 7 | 0.00115 | 14 | 0.9 | Null | Null | Null | Null | Null | Null | Null | Null | Null
0.05585 | 7 | 0.00115 | 14 | 1 | Null | Null | Null | Null | Null | Null | Null | Null | Null
0.05585 | 7 | 0.00115 | 14.5 | 0.15 | Null | Null | Null | Null | Null | Null | Null | Null | Null
0.05585 | 7 | 0.00115 | 14.5 | 0.2 | Null | Null | Null | Null | Null | Null | Null | Null | Null
0.05585 | 7 | 0.00115 | 14.5 | 0.3 | Null | Null | Null | Null | Null | Null | Null | Null | Null
0.05585 | 7 | 0.00115 | 14.5 | 0.4 | Null | Null | Null | Null | Null | Null | Null | Null | Null
0.05585 | 7 | 0.00115 | 14.5 | 0.5 | Null | Null | Null | Null | Null | Null | Null | Null | Null
0.05585 | 7 | 0.00115 | 14.5 | 0.6 | Null | Null | Null | Null | Null | Null | Null | Null | Null
0.05585 | 7 | 0.00115 | 14.5 | 0.7 | Null | Null | Null | Null | Null | Null | Null | Null | Null
0.05585 | 7 | 0.00115 | 14.5 | 0.8 | Null | Null | Null | Null | Null | Null | Null | Null | Null
0.05585 | 7 | 0.00115 | 14.5 | 0.9 | Null | Null | Null | Null | Null | Null | Null | Null | Null
0.05585 | 7 | 0.00115 | 14.5 | 1 | Null | Null | Null | Null | Null | Null | Null | Null | Null
0.05585 | 7 | 0.00115 | 15 | 0.15 | Null | Null | Null | Null | Null | Null | Null | Null | Null
0.05585 | 7 | 0.00115 | 15 | 0.2 | Null | Null | Null | Null | Null | Null | Null | Null | Null
0.05585 | 7 | 0.00115 | 15 | 0.3 | Null | Null | Null | Null | Null | Null | Null | Null | Null
0.05585 | 7 | 0.00115 | 15 | 0.4 | Null | Null | Null | Null | Null | Null | Null | Null | Null
0.05585 | 7 | 0.00115 | 15 | 0.5 | Null | Null | Null | Null | Null | Null | Null | Null | Null
0.05585 | 7 | 0.00115 | 15 | 0.6 | Null | Null | Null | Null | Null | Null | Null | Null | Null
0.05585 | 7 | 0.00115 | 15 | 0.7 | Null | Null | Null | Null | Null | Null | Null | Null | Null
0.05585 | 7 | 0.00115 | 15 | 0.8 | Null | Null | Null | Null | Null | Null | Null | Null | Null
0.05585 | 7 | 0.00115 | 15 | 0.9 | Null | Null | Null | Null | Null | Null | Null | Null | Null
0.05585 | 7 | 0.00115 | 15 | 1 | Null | Null | Null | Null | Null | Null | Null | Null | Null
0.05585 | 7 | 0.00115 | 15.5 | 0.15 | Null | Null | Null | Null | Null | Null | Null | Null | Null
0.05585 | 7 | 0.00115 | 15.5 | 0.2 | Null | Null | Null | Null | Null | Null | Null | Null | Null
0.05585 | 7 | 0.00115 | 15.5 | 0.3 | Null | Null | Null | Null | Null | Null | Null | Null | Null
0.05585 | 7 | 0.00115 | 15.5 | 0.4 | Null | Null | Null | Null | Null | Null | Null | Null | Null
0.05585 | 7 | 0.00115 | 15.5 | 0.5 | Null | Null | Null | Null | Null | Null | Null | Null | Null
0.05585 | 7 | 0.00115 | 15.5 | 0.6 | Null | Null | Null | Null | Null | Null | Null | Null | Null
0.05585 | 7 | 0.00115 | 15.5 | 0.7 | Null | Null | Null | Null | Null | Null | Null | Null | Null
0.05585 | 7 | 0.00115 | 15.5 | 0.8 | Null | Null | Null | Null | Null | Null | Null | Null | Null
0.05585 | 7 | 0.00115 | 15.5 | 0.9 | Null | Null | Null | Null | Null | Null | Null | Null | Null
0.05585 | 7 | 0.00115 | 15.5 | 1 | Null | Null | Null | Null | Null | Null | Null | Null | Null
0.05585 | 7 | 0.00115 | 16 | 0.15 | Null | Null | Null | Null | Null | Null | Null | Null | Null
0.05585 | 7 | 0.00115 | 16 | 0.2 | Null | Null | Null | Null | Null | Null | Null | Null | Null
0.05585 | 7 | 0.00115 | 16 | 0.3 | Null | Null | Null | Null | Null | Null | Null | Null | Null
0.05585 | 7 | 0.00115 | 16 | 0.4 | Null | Null | Null | Null | Null | Null | Null | Null | Null
0.05585 | 7 | 0.00115 | 16 | 0.5 | Null | Null | Null | Null | Null | Null | Null | Null | Null
0.05585 | 7 | 0.00115 | 16 | 0.6 | Null | Null | Null | Null | Null | Null | Null | Null | Null
0.05585 | 7 | 0.00115 | 16 | 0.7 | Null | Null | Null | Null | Null | Null | Null | Null | Null
0.05585 | 7 | 0.00115 | 16 | 0.8 | Null | Null | Null | Null | Null | Null | Null | Null | Null
0.05585 | 7 | 0.00115 | 16 | 0.9 | Null | Null | Null | Null | Null | Null | Null | Null | Null
0.05585 | 7 | 0.00115 | 16 | 1 | Null | Null | Null | Null | Null | Null | Null | Null | Null
0.05585 | 7 | 0.00115 | 16.5 | 0.15 | Null | Null | Null | Null | Null | Null | Null | Null | Null
0.05585 | 7 | 0.00115 | 16.5 | 0.2 | Null | Null | Null | Null | Null | Null | Null | Null | Null
0.05585 | 7 | 0.00115 | 16.5 | 0.3 | Null | Null | Null | Null | Null | Null | Null | Null | Null
0.05585 | 7 | 0.00115 | 16.5 | 0.4 | Null | Null | Null | Null | Null | Null | Null | Null | Null
0.05585 | 7 | 0.00115 | 16.5 | 0.5 | Null | Null | Null | Null | Null | Null | Null | Null | Null
0.05585 | 7 | 0.00115 | 16.5 | 0.6 | Null | Null | Null | Null | Null | Null | Null | Null | Null
0.05585 | 7 | 0.00115 | 16.5 | 0.7 | Null | Null | Null | Null | Null | Null | Null | Null | Null
0.05585 | 7 | 0.00115 | 16.5 | 0.8 | Null | Null | Null | Null | Null | Null | Null | Null | Null
0.05585 | 7 | 0.00115 | 16.5 | 0.9 | Null | Null | Null | Null | Null | Null | Null | Null | Null
0.05585 | 7 | 0.00115 | 16.5 | 1 | Null | Null | Null | Null | Null | Null | Null | Null | Null
0.05585 | 7 | 0.00115 | 17 | 0.15 | Null | Null | Null | Null | Null | Null | Null | Null | Null
0.05585 | 7 | 0.00115 | 17 | 0.2 | Null | Null | Null | Null | Null | Null | Null | Null | Null
0.05585 | 7 | 0.00115 | 17 | 0.3 | Null | Null | Null | Null | Null | Null | Null | Null | Null
0.05585 | 7 | 0.00115 | 17 | 0.4 | Null | Null | Null | Null | Null | Null | Null | Null | Null
0.05585 | 7 | 0.00115 | 17 | 0.5 | Null | Null | Null | Null | Null | Null | Null | Null | Null
0.05585 | 7 | 0.00115 | 17 | 0.6 | Null | Null | Null | Null | Null | Null | Null | Null | Null
0.05585 | 7 | 0.00115 | 17 | 0.7 | Null | Null | Null | Null | Null | Null | Null | Null | Null
0.05585 | 7 | 0.00115 | 17 | 0.8 | Null | Null | Null | Null | Null | Null | Null | Null | Null
0.05585 | 7 | 0.00115 | 17 | 0.9 | Null | Null | Null | Null | Null | Null | Null | Null | Null
0.05585 | 7 | 0.00115 | 17 | 1 | Null | Null | Null | Null | Null | Null | Null | Null | Null
0.05585 | 7 | 0.00115 | 17.5 | 0.15 | Null | Null | Null | Null | Null | Null | Null | Null | Null
0.05585 | 7 | 0.00115 | 17.5 | 0.2 | Null | Null | Null | Null | Null | Null | Null | Null | Null
0.05585 | 7 | 0.00115 | 17.5 | 0.3 | Null | Null | Null | Null | Null | Null | Null | Null | Null
0.05585 | 7 | 0.00115 | 17.5 | 0.4 | Null | Null | Null | Null | Null | Null | Null | Null | Null
0.05585 | 7 | 0.00115 | 17.5 | 0.5 | Null | Null | Null | Null | Null | Null | Null | Null | Null
0.05585 | 7 | 0.00115 | 17.5 | 0.6 | Null | Null | Null | Null | Null | Null | Null | Null | Null
0.05585 | 7 | 0.00115 | 17.5 | 0.7 | Null | Null | Null | Null | Null | Null | Null | Null | Null
0.05585 | 7 | 0.00115 | 17.5 | 0.8 | Null | Null | Null | Null | Null | Null | Null | Null | Null
0.05585 | 7 | 0.00115 | 17.5 | 0.9 | Null | Null | Null | Null | Null | Null | Null | Null | Null
0.05585 | 7 | 0.00115 | 17.5 | 1 | Null | Null | Null | Null | Null | Null | Null | Null | Null
0.05585 | 7 | 0.00115 | 18 | 0.15 | Null | Null | Null | Null | Null | Null | Null | Null | Null
0.05585 | 7 | 0.00115 | 18 | 0.2 | Null | Null | Null | Null | Null | Null | Null | Null | Null
0.05585 | 7 | 0.00115 | 18 | 0.3 | Null | Null | Null | Null | Null | Null | Null | Null | Null
0.05585 | 7 | 0.00115 | 18 | 0.4 | Null | Null | Null | Null | Null | Null | Null | Null | Null
0.05585 | 7 | 0.00115 | 18 | 0.5 | Null | Null | Null | Null | Null | Null | Null | Null | Null
0.05585 | 7 | 0.00115 | 18 | 0.6 | Null | Null | Null | Null | Null | Null | Null | Null | Null
0.05585 | 7 | 0.00115 | 18 | 0.7 | Null | Null | Null | Null | Null | Null | Null | Null | Null
0.05585 | 7 | 0.00115 | 18 | 0.8 | Null | Null | Null | Null | Null | Null | Null | Null | Null
0.05585 | 7 | 0.00115 | 18 | 0.9 | Null | Null | Null | Null | Null | Null | Null | Null | Null
0.05585 | 7 | 0.00115 | 18 | 1 | Null | Null | Null | Null | Null | Null | Null | Null | Null
0.05585 | 7 | 0.00115 | 21 | 0.15 | Null | Null | Null | Null | Null | Null | Null | Null | Null
0.05585 | 7 | 0.00115 | 21 | 0.2 | Null | Null | Null | Null | Null | Null | Null | Null | Null
0.05585 | 7 | 0.00115 | 21 | 0.3 | Null | Null | Null | Null | Null | Null | Null | Null | Null
0.05585 | 7 | 0.00115 | 21 | 0.4 | Null | Null | Null | Null | Null | Null | Null | Null | Null
0.05585 | 7 | 0.00115 | 21 | 0.5 | Null | Null | Null | Null | Null | Null | Null | Null | Null
0.05585 | 7 | 0.00115 | 21 | 0.6 | Null | Null | Null | Null | Null | Null | Null | Null | Null
0.05585 | 7 | 0.00115 | 21 | 0.7 | Null | Null | Null | Null | Null | Null | Null | Null | Null
0.05585 | 7 | 0.00115 | 21 | 0.8 | Null | Null | Null | Null | Null | Null | Null | Null | Null
0.05585 | 7 | 0.00115 | 21 | 0.9 | Null | Null | Null | Null | Null | Null | Null | Null | Null
0.05585 | 7 | 0.00115 | 21 | 1 | Null | Null | Null | Null | Null | Null | Null | Null | Null
0.05585 | 7 | 0.00115 | 24 | 0.15 | Null | Null | Null | Null | Null | Null | Null | Null | Null
0.05585 | 7 | 0.00115 | 24 | 0.2 | Null | Null | Null | Null | Null | Null | Null | Null | Null
0.05585 | 7 | 0.00115 | 24 | 0.3 | Null | Null | Null | Null | Null | Null | Null | Null | Null
0.05585 | 7 | 0.00115 | 24 | 0.4 | Null | Null | Null | Null | Null | Null | Null | Null | Null
0.05585 | 7 | 0.00115 | 24 | 0.5 | Null | Null | Null | Null | Null | Null | Null | Null | Null
0.05585 | 7 | 0.00115 | 24 | 0.6 | Null | Null | Null | Null | Null | Null | Null | Null | Null
0.05585 | 7 | 0.00115 | 24 | 0.7 | Null | Null | Null | Null | Null | Null | Null | Null | Null
0.05585 | 7 | 0.00115 | 24 | 0.8 | Null | Null | Null | Null | Null | Null | Null | Null | Null
0.05585 | 7 | 0.00115 | 24 | 0.9 | Null | Null | Null | Null | Null | Null | Null | Null | Null
0.05585 | 7 | 0.00115 | 24 | 1 | Null | Null | Null | Null | Null | Null | Null | Null | Null
0.05585 | 7 | 0.00115 | 27 | 0.15 | Null | Null | Null | Null | Null | Null | Null | Null | Null
0.05585 | 7 | 0.00115 | 27 | 0.2 | Null | Null | Null | Null | Null | Null | Null | Null | Null
0.05585 | 7 | 0.00115 | 27 | 0.3 | Null | Null | Null | Null | Null | Null | Null | Null | Null
0.05585 | 7 | 0.00115 | 27 | 0.4 | Null | Null | Null | Null | Null | Null | Null | Null | Null
0.05585 | 7 | 0.00115 | 27 | 0.5 | Null | Null | Null | Null | Null | Null | Null | Null | Null
0.05585 | 7 | 0.00115 | 27 | 0.6 | Null | Null | Null | Null | Null | Null | Null | Null | Null
0.05585 | 7 | 0.00115 | 27 | 0.7 | Null | Null | Null | Null | Null | Null | Null | Null | Null
0.05585 | 7 | 0.00115 | 27 | 0.8 | Null | Null | Null | Null | Null | Null | Null | Null | Null
0.05585 | 7 | 0.00115 | 27 | 0.9 | Null | Null | Null | Null | Null | Null | Null | Null | Null
0.05585 | 7 | 0.00115 | 27 | 1 | Null | Null | Null | Null | Null | Null | Null | Null | Null
0.05585 | 7 | 0.00115 | 30 | 0.15 | Null | Null | Null | Null | Null | Null | Null | Null | Null
0.05585 | 7 | 0.00115 | 30 | 0.2 | Null | Null | Null | Null | Null | Null | Null | Null | Null
0.05585 | 7 | 0.00115 | 30 | 0.3 | Null | Null | Null | Null | Null | Null | Null | Null | Null
0.05585 | 7 | 0.00115 | 30 | 0.4 | Null | Null | Null | Null | Null | Null | Null | Null | Null
0.05585 | 7 | 0.00115 | 30 | 0.5 | Null | Null | Null | Null | Null | Null | Null | Null | Null
0.05585 | 7 | 0.00115 | 30 | 0.6 | Null | Null | Null | Null | Null | Null | Null | Null | Null
0.05585 | 7 | 0.00115 | 30 | 0.7 | Null | Null | Null | Null | Null | Null | Null | Null | Null
0.05585 | 7 | 0.00115 | 30 | 0.8 | Null | Null | Null | Null | Null | Null | Null | Null | Null
0.05585 | 7 | 0.00115 | 30 | 0.9 | Null | Null | Null | Null | Null | Null | Null | Null | Null
0.05585 | 7 | 0.00115 | 30 | 1 | Null | Null | Null | Null | Null | Null | Null | Null | Null
0.05585 | 7 | 0.077 | 10.5 | 0.15 | Null | Null | Null | Null | Null | Null | Null | Null | Null
0.05585 | 7 | 0.077 | 10.5 | 0.2 | Null | Null | Null | Null | Null | Null | Null | Null | Null
0.05585 | 7 | 0.077 | 10.5 | 0.3 | Null | Null | Null | Null | Null | Null | Null | Null | Null
0.05585 | 7 | 0.077 | 10.5 | 0.4 | Null | Null | Null | Null | Null | Null | Null | Null | Null
0.05585 | 7 | 0.077 | 10.5 | 0.5 | Null | Null | Null | Null | Null | Null | Null | Null | Null
0.05585 | 7 | 0.077 | 10.5 | 0.6 | Null | Null | Null | Null | Null | Null | Null | Null | Null
0.05585 | 7 | 0.077 | 10.5 | 0.7 | Null | Null | Null | Null | Null | Null | Null | Null | Null
0.05585 | 7 | 0.077 | 10.5 | 0.8 | Null | Null | Null | Null | Null | Null | Null | Null | Null
0.05585 | 7 | 0.077 | 10.5 | 0.9 | Null | Null | Null | Null | Null | Null | Null | Null | Null
0.05585 | 7 | 0.077 | 10.5 | 1 | Null | Null | Null | Null | Null | Null | Null | Null | Null
0.05585 | 7 | 0.077 | 11 | 0.15 | Null | Null | Null | Null | Null | Null | Null | Null | Null
0.05585 | 7 | 0.077 | 11 | 0.2 | Null | Null | Null | Null | Null | Null | Null | Null | Null
0.05585 | 7 | 0.077 | 11 | 0.3 | Null | Null | Null | Null | Null | Null | Null | Null | Null
0.05585 | 7 | 0.077 | 11 | 0.4 | Null | Null | Null | Null | Null | Null | Null | Null | Null
0.05585 | 7 | 0.077 | 11 | 0.5 | Null | Null | Null | Null | Null | Null | Null | Null | Null
0.05585 | 7 | 0.077 | 11 | 0.6 | Null | Null | Null | Null | Null | Null | Null | Null | Null
0.05585 | 7 | 0.077 | 11 | 0.7 | Null | Null | Null | Null | Null | Null | Null | Null | Null
0.05585 | 7 | 0.077 | 11 | 0.8 | Null | Null | Null | Null | Null | Null | Null | Null | Null
0.05585 | 7 | 0.077 | 11 | 0.9 | Null | Null | Null | Null | Null | Null | Null | Null | Null
0.05585 | 7 | 0.077 | 11 | 1 | Null | Null | Null | Null | Null | Null | Null | Null | Null
0.05585 | 7 | 0.077 | 11.5 | 0.15 | Null | Null | Null | Null | Null | Null | Null | Null | Null
0.05585 | 7 | 0.077 | 11.5 | 0.2 | Null | Null | Null | Null | Null | Null | Null | Null | Null
0.05585 | 7 | 0.077 | 11.5 | 0.3 | Null | Null | Null | Null | Null | Null | Null | Null | Null
0.05585 | 7 | 0.077 | 11.5 | 0.4 | Null | Null | Null | Null | Null | Null | Null | Null | Null
0.05585 | 7 | 0.077 | 11.5 | 0.5 | Null | Null | Null | Null | Null | Null | Null | Null | Null
0.05585 | 7 | 0.077 | 11.5 | 0.6 | Null | Null | Null | Null | Null | Null | Null | Null | Null
0.05585 | 7 | 0.077 | 11.5 | 0.7 | Null | Null | Null | Null | Null | Null | Null | Null | Null
0.05585 | 7 | 0.077 | 11.5 | 0.8 | Null | Null | Null | Null | Null | Null | Null | Null | Null
0.05585 | 7 | 0.077 | 11.5 | 0.9 | Null | Null | Null | Null | Null | Null | Null | Null | Null
0.05585 | 7 | 0.077 | 11.5 | 1 | Null | Null | Null | Null | Null | Null | Null | Null | Null
0.05585 | 7 | 0.077 | 12 | 0.15 | Null | Null | Null | Null | Null | Null | Null | Null | Null
0.05585 | 7 | 0.077 | 12 | 0.2 | Null | Null | Null | Null | Null | Null | Null | Null | Null
0.05585 | 7 | 0.077 | 12 | 0.3 | Null | Null | Null | Null | Null | Null | Null | Null | Null
0.05585 | 7 | 0.077 | 12 | 0.4 | Null | Null | Null | Null | Null | Null | Null | Null | Null
0.05585 | 7 | 0.077 | 12 | 0.5 | Null | Null | Null | Null | Null | Null | Null | Null | Null
0.05585 | 7 | 0.077 | 12 | 0.6 | Null | Null | Null | Null | Null | Null | Null | Null | Null
0.05585 | 7 | 0.077 | 12 | 0.7 | Null | Null | Null | Null | Null | Null | Null | Null | Null
0.05585 | 7 | 0.077 | 12 | 0.8 | Null | Null | Null | Null | Null | Null | Null | Null | Null
0.05585 | 7 | 0.077 | 12 | 0.9 | Null | Null | Null | Null | Null | Null | Null | Null | Null
0.05585 | 7 | 0.077 | 12 | 1 | Null | Null | Null | Null | Null | Null | Null | Null | Null
0.05585 | 7 | 0.077 | 12.5 | 0.15 | Null | Null | Null | Null | Null | Null | Null | Null | Null
0.05585 | 7 | 0.077 | 12.5 | 0.2 | Null | Null | Null | Null | Null | Null | Null | Null | Null
0.05585 | 7 | 0.077 | 12.5 | 0.3 | Null | Null | Null | Null | Null | Null | Null | Null | Null
0.05585 | 7 | 0.077 | 12.5 | 0.4 | Null | Null | Null | Null | Null | Null | Null | Null | Null
0.05585 | 7 | 0.077 | 12.5 | 0.5 | Null | Null | Null | Null | Null | Null | Null | Null | Null
0.05585 | 7 | 0.077 | 12.5 | 0.6 | Null | Null | Null | Null | Null | Null | Null | Null | Null
0.05585 | 7 | 0.077 | 12.5 | 0.7 | Null | Null | Null | Null | Null | Null | Null | Null | Null
0.05585 | 7 | 0.077 | 12.5 | 0.8 | Null | Null | Null | Null | Null | Null | Null | Null | Null
0.05585 | 7 | 0.077 | 12.5 | 0.9 | Null | Null | Null | Null | Null | Null | Null | Null | Null
0.05585 | 7 | 0.077 | 12.5 | 1 | Null | Null | Null | Null | Null | Null | Null | Null | Null
0.05585 | 7 | 0.077 | 13 | 0.15 | Null | Null | Null | Null | Null | Null | Null | Null | Null
0.05585 | 7 | 0.077 | 13 | 0.2 | Null | Null | Null | Null | Null | Null | Null | Null | Null
0.05585 | 7 | 0.077 | 13 | 0.3 | Null | Null | Null | Null | Null | Null | Null | Null | Null
0.05585 | 7 | 0.077 | 13 | 0.4 | Null | Null | Null | Null | Null | Null | Null | Null | Null
0.05585 | 7 | 0.077 | 13 | 0.5 | Null | Null | Null | Null | Null | Null | Null | Null | Null
0.05585 | 7 | 0.077 | 13 | 0.6 | Null | Null | Null | Null | Null | Null | Null | Null | Null
0.05585 | 7 | 0.077 | 13 | 0.7 | Null | Null | Null | Null | Null | Null | Null | Null | Null
0.05585 | 7 | 0.077 | 13 | 0.8 | Null | Null | Null | Null | Null | Null | Null | Null | Null
0.05585 | 7 | 0.077 | 13 | 0.9 | Null | Null | Null | Null | Null | Null | Null | Null | Null
0.05585 | 7 | 0.077 | 13 | 1 | Null | Null | Null | Null | Null | Null | Null | Null | Null
0.05585 | 7 | 0.077 | 13.5 | 0.15 | Null | Null | Null | Null | Null | Null | Null | Null | Null
0.05585 | 7 | 0.077 | 13.5 | 0.2 | Null | Null | Null | Null | Null | Null | Null | Null | Null
0.05585 | 7 | 0.077 | 13.5 | 0.3 | Null | Null | Null | Null | Null | Null | Null | Null | Null
0.05585 | 7 | 0.077 | 13.5 | 0.4 | Null | Null | Null | Null | Null | Null | Null | Null | Null
0.05585 | 7 | 0.077 | 13.5 | 0.5 | Null | Null | Null | Null | Null | Null | Null | Null | Null
0.05585 | 7 | 0.077 | 13.5 | 0.6 | Null | Null | Null | Null | Null | Null | Null | Null | Null
0.05585 | 7 | 0.077 | 13.5 | 0.7 | Null | Null | Null | Null | Null | Null | Null | Null | Null
0.05585 | 7 | 0.077 | 13.5 | 0.8 | Null | Null | Null | Null | Null | Null | Null | Null | Null
0.05585 | 7 | 0.077 | 13.5 | 0.9 | Null | Null | Null | Null | Null | Null | Null | Null | Null
0.05585 | 7 | 0.077 | 13.5 | 1 | Null | Null | Null | Null | Null | Null | Null | Null | Null
0.05585 | 7 | 0.077 | 14 | 0.15 | Null | Null | Null | Null | Null | Null | Null | Null | Null
0.05585 | 7 | 0.077 | 14 | 0.2 | Null | Null | Null | Null | Null | Null | Null | Null | Null
0.05585 | 7 | 0.077 | 14 | 0.3 | Null | Null | Null | Null | Null | Null | Null | Null | Null
0.05585 | 7 | 0.077 | 14 | 0.4 | Null | Null | Null | Null | Null | Null | Null | Null | Null
0.05585 | 7 | 0.077 | 14 | 0.5 | Null | Null | Null | Null | Null | Null | Null | Null | Null
0.05585 | 7 | 0.077 | 14 | 0.6 | Null | Null | Null | Null | Null | Null | Null | Null | Null
0.05585 | 7 | 0.077 | 14 | 0.7 | Null | Null | Null | Null | Null | Null | Null | Null | Null
0.05585 | 7 | 0.077 | 14 | 0.8 | Null | Null | Null | Null | Null | Null | Null | Null | Null
0.05585 | 7 | 0.077 | 14 | 0.9 | Null | Null | Null | Null | Null | Null | Null | Null | Null
0.05585 | 7 | 0.077 | 14 | 1 | Null | Null | Null | Null | Null | Null | Null | Null | Null
0.05585 | 7 | 0.077 | 14.5 | 0.15 | Null | Null | Null | Null | Null | Null | Null | Null | Null
0.05585 | 7 | 0.077 | 14.5 | 0.2 | Null | Null | Null | Null | Null | Null | Null | Null | Null
0.05585 | 7 | 0.077 | 14.5 | 0.3 | Null | Null | Null | Null | Null | Null | Null | Null | Null
0.05585 | 7 | 0.077 | 14.5 | 0.4 | Null | Null | Null | Null | Null | Null | Null | Null | Null
0.05585 | 7 | 0.077 | 14.5 | 0.5 | Null | Null | Null | Null | Null | Null | Null | Null | Null
0.05585 | 7 | 0.077 | 14.5 | 0.6 | Null | Null | Null | Null | Null | Null | Null | Null | Null
0.05585 | 7 | 0.077 | 14.5 | 0.7 | Null | Null | Null | Null | Null | Null | Null | Null | Null
0.05585 | 7 | 0.077 | 14.5 | 0.8 | Null | Null | Null | Null | Null | Null | Null | Null | Null
0.05585 | 7 | 0.077 | 14.5 | 0.9 | Null | Null | Null | Null | Null | Null | Null | Null | Null
0.05585 | 7 | 0.077 | 14.5 | 1 | Null | Null | Null | Null | Null | Null | Null | Null | Null
0.05585 | 7 | 0.077 | 15 | 0.15 | Null | Null | Null | Null | Null | Null | Null | Null | Null
0.05585 | 7 | 0.077 | 15 | 0.2 | Null | Null | Null | Null | Null | Null | Null | Null | Null
0.05585 | 7 | 0.077 | 15 | 0.3 | Null | Null | Null | Null | Null | Null | Null | Null | Null
0.05585 | 7 | 0.077 | 15 | 0.4 | Null | Null | Null | Null | Null | Null | Null | Null | Null
0.05585 | 7 | 0.077 | 15 | 0.5 | Null | Null | Null | Null | Null | Null | Null | Null | Null
0.05585 | 7 | 0.077 | 15 | 0.6 | Null | Null | Null | Null | Null | Null | Null | Null | Null
0.05585 | 7 | 0.077 | 15 | 0.7 | Null | Null | Null | Null | Null | Null | Null | Null | Null
0.05585 | 7 | 0.077 | 15 | 0.8 | Null | Null | Null | Null | Null | Null | Null | Null | Null
0.05585 | 7 | 0.077 | 15 | 0.9 | Null | Null | Null | Null | Null | Null | Null | Null | Null
0.05585 | 7 | 0.077 | 15 | 1 | Null | Null | Null | Null | Null | Null | Null | Null | Null
0.05585 | 7 | 0.077 | 15.5 | 0.15 | Null | Null | Null | Null | Null | Null | Null | Null | Null
0.05585 | 7 | 0.077 | 15.5 | 0.2 | Null | Null | Null | Null | Null | Null | Null | Null | Null
0.05585 | 7 | 0.077 | 15.5 | 0.3 | Null | Null | Null | Null | Null | Null | Null | Null | Null
0.05585 | 7 | 0.077 | 15.5 | 0.4 | Null | Null | Null | Null | Null | Null | Null | Null | Null
0.05585 | 7 | 0.077 | 15.5 | 0.5 | Null | Null | Null | Null | Null | Null | Null | Null | Null
0.05585 | 7 | 0.077 | 15.5 | 0.6 | Null | Null | Null | Null | Null | Null | Null | Null | Null
0.05585 | 7 | 0.077 | 15.5 | 0.7 | Null | Null | Null | Null | Null | Null | Null | Null | Null
0.05585 | 7 | 0.077 | 15.5 | 0.8 | Null | Null | Null | Null | Null | Null | Null | Null | Null
0.05585 | 7 | 0.077 | 15.5 | 0.9 | Null | Null | Null | Null | Null | Null | Null | Null | Null
0.05585 | 7 | 0.077 | 15.5 | 1 | Null | Null | Null | Null | Null | Null | Null | Null | Null
0.05585 | 7 | 0.077 | 16 | 0.15 | Null | Null | Null | Null | Null | Null | Null | Null | Null
0.05585 | 7 | 0.077 | 16 | 0.2 | Null | Null | Null | Null | Null | Null | Null | Null | Null
0.05585 | 7 | 0.077 | 16 | 0.3 | Null | Null | Null | Null | Null | Null | Null | Null | Null
0.05585 | 7 | 0.077 | 16 | 0.4 | Null | Null | Null | Null | Null | Null | Null | Null | Null
0.05585 | 7 | 0.077 | 16 | 0.5 | Null | Null | Null | Null | Null | Null | Null | Null | Null
0.05585 | 7 | 0.077 | 16 | 0.6 | Null | Null | Null | Null | Null | Null | Null | Null | Null
0.05585 | 7 | 0.077 | 16 | 0.7 | Null | Null | Null | Null | Null | Null | Null | Null | Null
0.05585 | 7 | 0.077 | 16 | 0.8 | Null | Null | Null | Null | Null | Null | Null | Null | Null
0.05585 | 7 | 0.077 | 16 | 0.9 | Null | Null | Null | Null | Null | Null | Null | Null | Null
0.05585 | 7 | 0.077 | 16 | 1 | Null | Null | Null | Null | Null | Null | Null | Null | Null
0.05585 | 7 | 0.077 | 16.5 | 0.15 | Null | Null | Null | Null | Null | Null | Null | Null | Null
0.05585 | 7 | 0.077 | 16.5 | 0.2 | Null | Null | Null | Null | Null | Null | Null | Null | Null
0.05585 | 7 | 0.077 | 16.5 | 0.3 | Null | Null | Null | Null | Null | Null | Null | Null | Null
0.05585 | 7 | 0.077 | 16.5 | 0.4 | Null | Null | Null | Null | Null | Null | Null | Null | Null
0.05585 | 7 | 0.077 | 16.5 | 0.5 | Null | Null | Null | Null | Null | Null | Null | Null | Null
0.05585 | 7 | 0.077 | 16.5 | 0.6 | Null | Null | Null | Null | Null | Null | Null | Null | Null
0.05585 | 7 | 0.077 | 16.5 | 0.7 | Null | Null | Null | Null | Null | Null | Null | Null | Null
0.05585 | 7 | 0.077 | 16.5 | 0.8 | Null | Null | Null | Null | Null | Null | Null | Null | Null
0.05585 | 7 | 0.077 | 16.5 | 0.9 | Null | Null | Null | Null | Null | Null | Null | Null | Null
0.05585 | 7 | 0.077 | 16.5 | 1 | Null | Null | Null | Null | Null | Null | Null | Null | Null
0.05585 | 7 | 0.077 | 17 | 0.15 | Null | Null | Null | Null | Null | Null | Null | Null | Null
0.05585 | 7 | 0.077 | 17 | 0.2 | Null | Null | Null | Null | Null | Null | Null | Null | Null
0.05585 | 7 | 0.077 | 17 | 0.3 | Null | Null | Null | Null | Null | Null | Null | Null | Null
0.05585 | 7 | 0.077 | 17 | 0.4 | Null | Null | Null | Null | Null | Null | Null | Null | Null
0.05585 | 7 | 0.077 | 17 | 0.5 | Null | Null | Null | Null | Null | Null | Null | Null | Null
0.05585 | 7 | 0.077 | 17 | 0.6 | Null | Null | Null | Null | Null | Null | Null | Null | Null
0.05585 | 7 | 0.077 | 17 | 0.7 | Null | Null | Null | Null | Null | Null | Null | Null | Null
0.05585 | 7 | 0.077 | 17 | 0.8 | Null | Null | Null | Null | Null | Null | Null | Null | Null
0.05585 | 7 | 0.077 | 17 | 0.9 | Null | Null | Null | Null | Null | Null | Null | Null | Null
0.05585 | 7 | 0.077 | 17 | 1 | Null | Null | Null | Null | Null | Null | Null | Null | Null
0.05585 | 7 | 0.077 | 17.5 | 0.15 | Null | Null | Null | Null | Null | Null | Null | Null | Null
0.05585 | 7 | 0.077 | 17.5 | 0.2 | Null | Null | Null | Null | Null | Null | Null | Null | Null
0.05585 | 7 | 0.077 | 17.5 | 0.3 | Null | Null | Null | Null | Null | Null | Null | Null | Null
0.05585 | 7 | 0.077 | 17.5 | 0.4 | Null | Null | Null | Null | Null | Null | Null | Null | Null
0.05585 | 7 | 0.077 | 17.5 | 0.5 | Null | Null | Null | Null | Null | Null | Null | Null | Null
0.05585 | 7 | 0.077 | 17.5 | 0.6 | Null | Null | Null | Null | Null | Null | Null | Null | Null
0.05585 | 7 | 0.077 | 17.5 | 0.7 | Null | Null | Null | Null | Null | Null | Null | Null | Null
0.05585 | 7 | 0.077 | 17.5 | 0.8 | Null | Null | Null | Null | Null | Null | Null | Null | Null
0.05585 | 7 | 0.077 | 17.5 | 0.9 | Null | Null | Null | Null | Null | Null | Null | Null | Null
0.05585 | 7 | 0.077 | 17.5 | 1 | Null | Null | Null | Null | Null | Null | Null | Null | Null
0.05585 | 7 | 0.077 | 18 | 0.15 | Null | Null | Null | Null | Null | Null | Null | Null | Null
0.05585 | 7 | 0.077 | 18 | 0.2 | Null | Null | Null | Null | Null | Null | Null | Null | Null
0.05585 | 7 | 0.077 | 18 | 0.3 | Null | Null | Null | Null | Null | Null | Null | Null | Null
0.05585 | 7 | 0.077 | 18 | 0.4 | Null | Null | Null | Null | Null | Null | Null | Null | Null
0.05585 | 7 | 0.077 | 18 | 0.5 | Null | Null | Null | Null | Null | Null | Null | Null | Null
0.05585 | 7 | 0.077 | 18 | 0.6 | Null | Null | Null | Null | Null | Null | Null | Null | Null
0.05585 | 7 | 0.077 | 18 | 0.7 | Null | Null | Null | Null | Null | Null | Null | Null | Null
0.05585 | 7 | 0.077 | 18 | 0.8 | Null | Null | Null | Null | Null | Null | Null | Null | Null
0.05585 | 7 | 0.077 | 18 | 0.9 | Null | Null | Null | Null | Null | Null | Null | Null | Null
0.05585 | 7 | 0.077 | 18 | 1 | Null | Null | Null | Null | Null | Null | Null | Null | Null
0.05585 | 7 | 0.077 | 21 | 0.15 | Null | Null | Null | Null | Null | Null | Null | Null | Null
0.05585 | 7 | 0.077 | 21 | 0.2 | Null | Null | Null | Null | Null | Null | Null | Null | Null
0.05585 | 7 | 0.077 | 21 | 0.3 | Null | Null | Null | Null | Null | Null | Null | Null | Null
0.05585 | 7 | 0.077 | 21 | 0.4 | Null | Null | Null | Null | Null | Null | Null | Null | Null
0.05585 | 7 | 0.077 | 21 | 0.5 | Null | Null | Null | Null | Null | Null | Null | Null | Null
0.05585 | 7 | 0.077 | 21 | 0.6 | Null | Null | Null | Null | Null | Null | Null | Null | Null
0.05585 | 7 | 0.077 | 21 | 0.7 | Null | Null | Null | Null | Null | Null | Null | Null | Null
0.05585 | 7 | 0.077 | 21 | 0.8 | Null | Null | Null | Null | Null | Null | Null | Null | Null
0.05585 | 7 | 0.077 | 21 | 0.9 | Null | Null | Null | Null | Null | Null | Null | Null | Null
0.05585 | 7 | 0.077 | 21 | 1 | Null | Null | Null | Null | Null | Null | Null | Null | Null
0.05585 | 7 | 0.077 | 24 | 0.15 | Null | Null | Null | Null | Null | Null | Null | Null | Null
0.05585 | 7 | 0.077 | 24 | 0.2 | Null | Null | Null | Null | Null | Null | Null | Null | Null
0.05585 | 7 | 0.077 | 24 | 0.3 | Null | Null | Null | Null | Null | Null | Null | Null | Null
0.05585 | 7 | 0.077 | 24 | 0.4 | Null | Null | Null | Null | Null | Null | Null | Null | Null
0.05585 | 7 | 0.077 | 24 | 0.5 | Null | Null | Null | Null | Null | Null | Null | Null | Null
0.05585 | 7 | 0.077 | 24 | 0.6 | Null | Null | Null | Null | Null | Null | Null | Null | Null
0.05585 | 7 | 0.077 | 24 | 0.7 | Null | Null | Null | Null | Null | Null | Null | Null | Null
0.05585 | 7 | 0.077 | 24 | 0.8 | Null | Null | Null | Null | Null | Null | Null | Null | Null
0.05585 | 7 | 0.077 | 24 | 0.9 | Null | Null | Null | Null | Null | Null | Null | Null | Null
0.05585 | 7 | 0.077 | 24 | 1 | Null | Null | Null | Null | Null | Null | Null | Null | Null
0.05585 | 7 | 0.077 | 27 | 0.15 | Null | Null | Null | Null | Null | Null | Null | Null | Null
0.05585 | 7 | 0.077 | 27 | 0.2 | Null | Null | Null | Null | Null | Null | Null | Null | Null
0.05585 | 7 | 0.077 | 27 | 0.3 | Null | Null | Null | Null | Null | Null | Null | Null | Null
0.05585 | 7 | 0.077 | 27 | 0.4 | Null | Null | Null | Null | Null | Null | Null | Null | Null
0.05585 | 7 | 0.077 | 27 | 0.5 | Null | Null | Null | Null | Null | Null | Null | Null | Null
0.05585 | 7 | 0.077 | 27 | 0.6 | Null | Null | Null | Null | Null | Null | Null | Null | Null
0.05585 | 7 | 0.077 | 27 | 0.7 | Null | Null | Null | Null | Null | Null | Null | Null | Null
0.05585 | 7 | 0.077 | 27 | 0.8 | Null | Null | Null | Null | Null | Null | Null | Null | Null
0.05585 | 7 | 0.077 | 27 | 0.9 | Null | Null | Null | Null | Null | Null | Null | Null | Null
0.05585 | 7 | 0.077 | 27 | 1 | Null | Null | Null | Null | Null | Null | Null | Null | Null
0.05585 | 7 | 0.077 | 30 | 0.15 | Null | Null | Null | Null | Null | Null | Null | Null | Null
0.05585 | 7 | 0.077 | 30 | 0.2 | Null | Null | Null | Null | Null | Null | Null | Null | Null
0.05585 | 7 | 0.077 | 30 | 0.3 | Null | Null | Null | Null | Null | Null | Null | Null | Null
0.05585 | 7 | 0.077 | 30 | 0.4 | Null | Null | Null | Null | Null | Null | Null | Null | Null
0.05585 | 7 | 0.077 | 30 | 0.5 | Null | Null | Null | Null | Null | Null | Null | Null | Null
0.05585 | 7 | 0.077 | 30 | 0.6 | Null | Null | Null | Null | Null | Null | Null | Null | Null
0.05585 | 7 | 0.077 | 30 | 0.7 | Null | Null | Null | Null | Null | Null | Null | Null | Null
0.05585 | 7 | 0.077 | 30 | 0.8 | Null | Null | Null | Null | Null | Null | Null | Null | Null
0.05585 | 7 | 0.077 | 30 | 0.9 | Null | Null | Null | Null | Null | Null | Null | Null | Null
0.05585 | 7 | 0.077 | 30 | 1 | Null | Null | Null | Null | Null | Null | Null | Null | Null
0.05585 | 7 | 0.09437 | 10.5 | 0.15 | Null | Null | Null | Null | Null | Null | Null | Null | Null
0.05585 | 7 | 0.09437 | 10.5 | 0.2 | Null | Null | Null | Null | Null | Null | Null | Null | Null
0.05585 | 7 | 0.09437 | 10.5 | 0.3 | Null | Null | Null | Null | Null | Null | Null | Null | Null
0.05585 | 7 | 0.09437 | 10.5 | 0.4 | Null | Null | Null | Null | Null | Null | Null | Null | Null
0.05585 | 7 | 0.09437 | 10.5 | 0.5 | Null | Null | Null | Null | Null | Null | Null | Null | Null
0.05585 | 7 | 0.09437 | 10.5 | 0.6 | Null | Null | Null | Null | Null | Null | Null | Null | Null
0.05585 | 7 | 0.09437 | 10.5 | 0.7 | Null | Null | Null | Null | Null | Null | Null | Null | Null
0.05585 | 7 | 0.09437 | 10.5 | 0.8 | Null | Null | Null | Null | Null | Null | Null | Null | Null
0.05585 | 7 | 0.09437 | 10.5 | 0.9 | Null | Null | Null | Null | Null | Null | Null | Null | Null
0.05585 | 7 | 0.09437 | 10.5 | 1 | Null | Null | Null | Null | Null | Null | Null | Null | Null
0.05585 | 7 | 0.09437 | 11 | 0.15 | Null | Null | Null | Null | Null | Null | Null | Null | Null
0.05585 | 7 | 0.09437 | 11 | 0.2 | Null | Null | Null | Null | Null | Null | Null | Null | Null
0.05585 | 7 | 0.09437 | 11 | 0.3 | Null | Null | Null | Null | Null | Null | Null | Null | Null
0.05585 | 7 | 0.09437 | 11 | 0.4 | Null | Null | Null | Null | Null | Null | Null | Null | Null
0.05585 | 7 | 0.09437 | 11 | 0.5 | Null | Null | Null | Null | Null | Null | Null | Null | Null
0.05585 | 7 | 0.09437 | 11 | 0.6 | Null | Null | Null | Null | Null | Null | Null | Null | Null
0.05585 | 7 | 0.09437 | 11 | 0.7 | Null | Null | Null | Null | Null | Null | Null | Null | Null
0.05585 | 7 | 0.09437 | 11 | 0.8 | Null | Null | Null | Null | Null | Null | Null | Null | Null
0.05585 | 7 | 0.09437 | 11 | 0.9 | Null | Null | Null | Null | Null | Null | Null | Null | Null
0.05585 | 7 | 0.09437 | 11 | 1 | Null | Null | Null | Null | Null | Null | Null | Null | Null
0.05585 | 7 | 0.09437 | 11.5 | 0.15 | Null | Null | Null | Null | Null | Null | Null | Null | Null
0.05585 | 7 | 0.09437 | 11.5 | 0.2 | Null | Null | Null | Null | Null | Null | Null | Null | Null
0.05585 | 7 | 0.09437 | 11.5 | 0.3 | Null | Null | Null | Null | Null | Null | Null | Null | Null
0.05585 | 7 | 0.09437 | 11.5 | 0.4 | Null | Null | Null | Null | Null | Null | Null | Null | Null
0.05585 | 7 | 0.09437 | 11.5 | 0.5 | Null | Null | Null | Null | Null | Null | Null | Null | Null
0.05585 | 7 | 0.09437 | 11.5 | 0.6 | Null | Null | Null | Null | Null | Null | Null | Null | Null
0.05585 | 7 | 0.09437 | 11.5 | 0.7 | Null | Null | Null | Null | Null | Null | Null | Null | Null
0.05585 | 7 | 0.09437 | 11.5 | 0.8 | Null | Null | Null | Null | Null | Null | Null | Null | Null
0.05585 | 7 | 0.09437 | 11.5 | 0.9 | Null | Null | Null | Null | Null | Null | Null | Null | Null
0.05585 | 7 | 0.09437 | 11.5 | 1 | Null | Null | Null | Null | Null | Null | Null | Null | Null
0.05585 | 7 | 0.09437 | 12 | 0.15 | Null | Null | Null | Null | Null | Null | Null | Null | Null
0.05585 | 7 | 0.09437 | 12 | 0.2 | Null | Null | Null | Null | Null | Null | Null | Null | Null
0.05585 | 7 | 0.09437 | 12 | 0.3 | Null | Null | Null | Null | Null | Null | Null | Null | Null
0.05585 | 7 | 0.09437 | 12 | 0.4 | Null | Null | Null | Null | Null | Null | Null | Null | Null
0.05585 | 7 | 0.09437 | 12 | 0.5 | Null | Null | Null | Null | Null | Null | Null | Null | Null
0.05585 | 7 | 0.09437 | 12 | 0.6 | Null | Null | Null | Null | Null | Null | Null | Null | Null
0.05585 | 7 | 0.09437 | 12 | 0.7 | Null | Null | Null | Null | Null | Null | Null | Null | Null
0.05585 | 7 | 0.09437 | 12 | 0.8 | Null | Null | Null | Null | Null | Null | Null | Null | Null
0.05585 | 7 | 0.09437 | 12 | 0.9 | Null | Null | Null | Null | Null | Null | Null | Null | Null
0.05585 | 7 | 0.09437 | 12 | 1 | Null | Null | Null | Null | Null | Null | Null | Null | Null
0.05585 | 7 | 0.09437 | 12.5 | 0.15 | Null | Null | Null | Null | Null | Null | Null | Null | Null
0.05585 | 7 | 0.09437 | 12.5 | 0.2 | Null | Null | Null | Null | Null | Null | Null | Null | Null
0.05585 | 7 | 0.09437 | 12.5 | 0.3 | Null | Null | Null | Null | Null | Null | Null | Null | Null
0.05585 | 7 | 0.09437 | 12.5 | 0.4 | Null | Null | Null | Null | Null | Null | Null | Null | Null
0.05585 | 7 | 0.09437 | 12.5 | 0.5 | Null | Null | Null | Null | Null | Null | Null | Null | Null
0.05585 | 7 | 0.09437 | 12.5 | 0.6 | Null | Null | Null | Null | Null | Null | Null | Null | Null
0.05585 | 7 | 0.09437 | 12.5 | 0.7 | Null | Null | Null | Null | Null | Null | Null | Null | Null
0.05585 | 7 | 0.09437 | 12.5 | 0.8 | Null | Null | Null | Null | Null | Null | Null | Null | Null
0.05585 | 7 | 0.09437 | 12.5 | 0.9 | Null | Null | Null | Null | Null | Null | Null | Null | Null
0.05585 | 7 | 0.09437 | 12.5 | 1 | Null | Null | Null | Null | Null | Null | Null | Null | Null
0.05585 | 7 | 0.09437 | 13 | 0.15 | Null | Null | Null | Null | Null | Null | Null | Null | Null
0.05585 | 7 | 0.09437 | 13 | 0.2 | Null | Null | Null | Null | Null | Null | Null | Null | Null
0.05585 | 7 | 0.09437 | 13 | 0.3 | Null | Null | Null | Null | Null | Null | Null | Null | Null
0.05585 | 7 | 0.09437 | 13 | 0.4 | Null | Null | Null | Null | Null | Null | Null | Null | Null
0.05585 | 7 | 0.09437 | 13 | 0.5 | Null | Null | Null | Null | Null | Null | Null | Null | Null
0.05585 | 7 | 0.09437 | 13 | 0.6 | Null | Null | Null | Null | Null | Null | Null | Null | Null
0.05585 | 7 | 0.09437 | 13 | 0.7 | Null | Null | Null | Null | Null | Null | Null | Null | Null
0.05585 | 7 | 0.09437 | 13 | 0.8 | Null | Null | Null | Null | Null | Null | Null | Null | Null
0.05585 | 7 | 0.09437 | 13 | 0.9 | Null | Null | Null | Null | Null | Null | Null | Null | Null
0.05585 | 7 | 0.09437 | 13 | 1 | Null | Null | Null | Null | Null | Null | Null | Null | Null
0.05585 | 7 | 0.09437 | 13.5 | 0.15 | Null | Null | Null | Null | Null | Null | Null | Null | Null
0.05585 | 7 | 0.09437 | 13.5 | 0.2 | Null | Null | Null | Null | Null | Null | Null | Null | Null
0.05585 | 7 | 0.09437 | 13.5 | 0.3 | Null | Null | Null | Null | Null | Null | Null | Null | Null
0.05585 | 7 | 0.09437 | 13.5 | 0.4 | Null | Null | Null | Null | Null | Null | Null | Null | Null
0.05585 | 7 | 0.09437 | 13.5 | 0.5 | Null | Null | Null | Null | Null | Null | Null | Null | Null
0.05585 | 7 | 0.09437 | 13.5 | 0.6 | Null | Null | Null | Null | Null | Null | Null | Null | Null
0.05585 | 7 | 0.09437 | 13.5 | 0.7 | Null | Null | Null | Null | Null | Null | Null | Null | Null
0.05585 | 7 | 0.09437 | 13.5 | 0.8 | Null | Null | Null | Null | Null | Null | Null | Null | Null
0.05585 | 7 | 0.09437 | 13.5 | 0.9 | Null | Null | Null | Null | Null | Null | Null | Null | Null
0.05585 | 7 | 0.09437 | 13.5 | 1 | Null | Null | Null | Null | Null | Null | Null | Null | Null
0.05585 | 7 | 0.09437 | 14 | 0.15 | Null | Null | Null | Null | Null | Null | Null | Null | Null
0.05585 | 7 | 0.09437 | 14 | 0.2 | Null | Null | Null | Null | Null | Null | Null | Null | Null
0.05585 | 7 | 0.09437 | 14 | 0.3 | Null | Null | Null | Null | Null | Null | Null | Null | Null
0.05585 | 7 | 0.09437 | 14 | 0.4 | Null | Null | Null | Null | Null | Null | Null | Null | Null
0.05585 | 7 | 0.09437 | 14 | 0.5 | Null | Null | Null | Null | Null | Null | Null | Null | Null
0.05585 | 7 | 0.09437 | 14 | 0.6 | Null | Null | Null | Null | Null | Null | Null | Null | Null
0.05585 | 7 | 0.09437 | 14 | 0.7 | Null | Null | Null | Null | Null | Null | Null | Null | Null
0.05585 | 7 | 0.09437 | 14 | 0.8 | Null | Null | Null | Null | Null | Null | Null | Null | Null
0.05585 | 7 | 0.09437 | 14 | 0.9 | Null | Null | Null | Null | Null | Null | Null | Null | Null
0.05585 | 7 | 0.09437 | 14 | 1 | Null | Null | Null | Null | Null | Null | Null | Null | Null
0.05585 | 7 | 0.09437 | 14.5 | 0.15 | Null | Null | Null | Null | Null | Null | Null | Null | Null
0.05585 | 7 | 0.09437 | 14.5 | 0.2 | Null | Null | Null | Null | Null | Null | Null | Null | Null
0.05585 | 7 | 0.09437 | 14.5 | 0.3 | Null | Null | Null | Null | Null | Null | Null | Null | Null
0.05585 | 7 | 0.09437 | 14.5 | 0.4 | Null | Null | Null | Null | Null | Null | Null | Null | Null
0.05585 | 7 | 0.09437 | 14.5 | 0.5 | Null | Null | Null | Null | Null | Null | Null | Null | Null
0.05585 | 7 | 0.09437 | 14.5 | 0.6 | Null | Null | Null | Null | Null | Null | Null | Null | Null
0.05585 | 7 | 0.09437 | 14.5 | 0.7 | Null | Null | Null | Null | Null | Null | Null | Null | Null
0.05585 | 7 | 0.09437 | 14.5 | 0.8 | Null | Null | Null | Null | Null | Null | Null | Null | Null
0.05585 | 7 | 0.09437 | 14.5 | 0.9 | Null | Null | Null | Null | Null | Null | Null | Null | Null
0.05585 | 7 | 0.09437 | 14.5 | 1 | Null | Null | Null | Null | Null | Null | Null | Null | Null
0.05585 | 7 | 0.09437 | 15 | 0.15 | Null | Null | Null | Null | Null | Null | Null | Null | Null
0.05585 | 7 | 0.09437 | 15 | 0.2 | Null | Null | Null | Null | Null | Null | Null | Null | Null
0.05585 | 7 | 0.09437 | 15 | 0.3 | Null | Null | Null | Null | Null | Null | Null | Null | Null
0.05585 | 7 | 0.09437 | 15 | 0.4 | Null | Null | Null | Null | Null | Null | Null | Null | Null
0.05585 | 7 | 0.09437 | 15 | 0.5 | Null | Null | Null | Null | Null | Null | Null | Null | Null
0.05585 | 7 | 0.09437 | 15 | 0.6 | Null | Null | Null | Null | Null | Null | Null | Null | Null
0.05585 | 7 | 0.09437 | 15 | 0.7 | Null | Null | Null | Null | Null | Null | Null | Null | Null
0.05585 | 7 | 0.09437 | 15 | 0.8 | Null | Null | Null | Null | Null | Null | Null | Null | Null
0.05585 | 7 | 0.09437 | 15 | 0.9 | Null | Null | Null | Null | Null | Null | Null | Null | Null
0.05585 | 7 | 0.09437 | 15 | 1 | Null | Null | Null | Null | Null | Null | Null | Null | Null
0.05585 | 7 | 0.09437 | 15.5 | 0.15 | Null | Null | Null | Null | Null | Null | Null | Null | Null
0.05585 | 7 | 0.09437 | 15.5 | 0.2 | Null | Null | Null | Null | Null | Null | Null | Null | Null
0.05585 | 7 | 0.09437 | 15.5 | 0.3 | Null | Null | Null | Null | Null | Null | Null | Null | Null
0.05585 | 7 | 0.09437 | 15.5 | 0.4 | Null | Null | Null | Null | Null | Null | Null | Null | Null
0.05585 | 7 | 0.09437 | 15.5 | 0.5 | Null | Null | Null | Null | Null | Null | Null | Null | Null
0.05585 | 7 | 0.09437 | 15.5 | 0.6 | Null | Null | Null | Null | Null | Null | Null | Null | Null
0.05585 | 7 | 0.09437 | 15.5 | 0.7 | Null | Null | Null | Null | Null | Null | Null | Null | Null
0.05585 | 7 | 0.09437 | 15.5 | 0.8 | Null | Null | Null | Null | Null | Null | Null | Null | Null
0.05585 | 7 | 0.09437 | 15.5 | 0.9 | Null | Null | Null | Null | Null | Null | Null | Null | Null
0.05585 | 7 | 0.09437 | 15.5 | 1 | Null | Null | Null | Null | Null | Null | Null | Null | Null
0.05585 | 7 | 0.09437 | 16 | 0.15 | Null | Null | Null | Null | Null | Null | Null | Null | Null
0.05585 | 7 | 0.09437 | 16 | 0.2 | Null | Null | Null | Null | Null | Null | Null | Null | Null
0.05585 | 7 | 0.09437 | 16 | 0.3 | Null | Null | Null | Null | Null | Null | Null | Null | Null
0.05585 | 7 | 0.09437 | 16 | 0.4 | Null | Null | Null | Null | Null | Null | Null | Null | Null
0.05585 | 7 | 0.09437 | 16 | 0.5 | Null | Null | Null | Null | Null | Null | Null | Null | Null
0.05585 | 7 | 0.09437 | 16 | 0.6 | Null | Null | Null | Null | Null | Null | Null | Null | Null
0.05585 | 7 | 0.09437 | 16 | 0.7 | Null | Null | Null | Null | Null | Null | Null | Null | Null
0.05585 | 7 | 0.09437 | 16 | 0.8 | Null | Null | Null | Null | Null | Null | Null | Null | Null
0.05585 | 7 | 0.09437 | 16 | 0.9 | Null | Null | Null | Null | Null | Null | Null | Null | Null
0.05585 | 7 | 0.09437 | 16 | 1 | Null | Null | Null | Null | Null | Null | Null | Null | Null
0.05585 | 7 | 0.09437 | 16.5 | 0.15 | Null | Null | Null | Null | Null | Null | Null | Null | Null
0.05585 | 7 | 0.09437 | 16.5 | 0.2 | Null | Null | Null | Null | Null | Null | Null | Null | Null
0.05585 | 7 | 0.09437 | 16.5 | 0.3 | Null | Null | Null | Null | Null | Null | Null | Null | Null
0.05585 | 7 | 0.09437 | 16.5 | 0.4 | Null | Null | Null | Null | Null | Null | Null | Null | Null
0.05585 | 7 | 0.09437 | 16.5 | 0.5 | Null | Null | Null | Null | Null | Null | Null | Null | Null
0.05585 | 7 | 0.09437 | 16.5 | 0.6 | Null | Null | Null | Null | Null | Null | Null | Null | Null
0.05585 | 7 | 0.09437 | 16.5 | 0.7 | Null | Null | Null | Null | Null | Null | Null | Null | Null
0.05585 | 7 | 0.09437 | 16.5 | 0.8 | Null | Null | Null | Null | Null | Null | Null | Null | Null
0.05585 | 7 | 0.09437 | 16.5 | 0.9 | Null | Null | Null | Null | Null | Null | Null | Null | Null
0.05585 | 7 | 0.09437 | 16.5 | 1 | Null | Null | Null | Null | Null | Null | Null | Null | Null
0.05585 | 7 | 0.09437 | 17 | 0.15 | Null | Null | Null | Null | Null | Null | Null | Null | Null
0.05585 | 7 | 0.09437 | 17 | 0.2 | Null | Null | Null | Null | Null | Null | Null | Null | Null
0.05585 | 7 | 0.09437 | 17 | 0.3 | Null | Null | Null | Null | Null | Null | Null | Null | Null
0.05585 | 7 | 0.09437 | 17 | 0.4 | Null | Null | Null | Null | Null | Null | Null | Null | Null
0.05585 | 7 | 0.09437 | 17 | 0.5 | Null | Null | Null | Null | Null | Null | Null | Null | Null
0.05585 | 7 | 0.09437 | 17 | 0.6 | Null | Null | Null | Null | Null | Null | Null | Null | Null
0.05585 | 7 | 0.09437 | 17 | 0.7 | Null | Null | Null | Null | Null | Null | Null | Null | Null
0.05585 | 7 | 0.09437 | 17 | 0.8 | Null | Null | Null | Null | Null | Null | Null | Null | Null
0.05585 | 7 | 0.09437 | 17 | 0.9 | Null | Null | Null | Null | Null | Null | Null | Null | Null
0.05585 | 7 | 0.09437 | 17 | 1 | Null | Null | Null | Null | Null | Null | Null | Null | Null
0.05585 | 7 | 0.09437 | 17.5 | 0.15 | Null | Null | Null | Null | Null | Null | Null | Null | Null
0.05585 | 7 | 0.09437 | 17.5 | 0.2 | Null | Null | Null | Null | Null | Null | Null | Null | Null
0.05585 | 7 | 0.09437 | 17.5 | 0.3 | Null | Null | Null | Null | Null | Null | Null | Null | Null
0.05585 | 7 | 0.09437 | 17.5 | 0.4 | Null | Null | Null | Null | Null | Null | Null | Null | Null
0.05585 | 7 | 0.09437 | 17.5 | 0.5 | Null | Null | Null | Null | Null | Null | Null | Null | Null
0.05585 | 7 | 0.09437 | 17.5 | 0.6 | Null | Null | Null | Null | Null | Null | Null | Null | Null
0.05585 | 7 | 0.09437 | 17.5 | 0.7 | Null | Null | Null | Null | Null | Null | Null | Null | Null
0.05585 | 7 | 0.09437 | 17.5 | 0.8 | Null | Null | Null | Null | Null | Null | Null | Null | Null
0.05585 | 7 | 0.09437 | 17.5 | 0.9 | Null | Null | Null | Null | Null | Null | Null | Null | Null
0.05585 | 7 | 0.09437 | 17.5 | 1 | Null | Null | Null | Null | Null | Null | Null | Null | Null
0.05585 | 7 | 0.09437 | 18 | 0.15 | Null | Null | Null | Null | Null | Null | Null | Null | Null
0.05585 | 7 | 0.09437 | 18 | 0.2 | Null | Null | Null | Null | Null | Null | Null | Null | Null
0.05585 | 7 | 0.09437 | 18 | 0.3 | Null | Null | Null | Null | Null | Null | Null | Null | Null
0.05585 | 7 | 0.09437 | 18 | 0.4 | Null | Null | Null | Null | Null | Null | Null | Null | Null
0.05585 | 7 | 0.09437 | 18 | 0.5 | Null | Null | Null | Null | Null | Null | Null | Null | Null
0.05585 | 7 | 0.09437 | 18 | 0.6 | Null | Null | Null | Null | Null | Null | Null | Null | Null
0.05585 | 7 | 0.09437 | 18 | 0.7 | Null | Null | Null | Null | Null | Null | Null | Null | Null
0.05585 | 7 | 0.09437 | 18 | 0.8 | Null | Null | Null | Null | Null | Null | Null | Null | Null
0.05585 | 7 | 0.09437 | 18 | 0.9 | Null | Null | Null | Null | Null | Null | Null | Null | Null
0.05585 | 7 | 0.09437 | 18 | 1 | Null | Null | Null | Null | Null | Null | Null | Null | Null
0.05585 | 7 | 0.09437 | 21 | 0.15 | Null | Null | Null | Null | Null | Null | Null | Null | Null
0.05585 | 7 | 0.09437 | 21 | 0.2 | Null | Null | Null | Null | Null | Null | Null | Null | Null
0.05585 | 7 | 0.09437 | 21 | 0.3 | Null | Null | Null | Null | Null | Null | Null | Null | Null
0.05585 | 7 | 0.09437 | 21 | 0.4 | Null | Null | Null | Null | Null | Null | Null | Null | Null
0.05585 | 7 | 0.09437 | 21 | 0.5 | Null | Null | Null | Null | Null | Null | Null | Null | Null
0.05585 | 7 | 0.09437 | 21 | 0.6 | Null | Null | Null | Null | Null | Null | Null | Null | Null
0.05585 | 7 | 0.09437 | 21 | 0.7 | Null | Null | Null | Null | Null | Null | Null | Null | Null
0.05585 | 7 | 0.09437 | 21 | 0.8 | Null | Null | Null | Null | Null | Null | Null | Null | Null
0.05585 | 7 | 0.09437 | 21 | 0.9 | Null | Null | Null | Null | Null | Null | Null | Null | Null
0.05585 | 7 | 0.09437 | 21 | 1 | Null | Null | Null | Null | Null | Null | Null | Null | Null
0.05585 | 7 | 0.09437 | 24 | 0.15 | Null | Null | Null | Null | Null | Null | Null | Null | Null
0.05585 | 7 | 0.09437 | 24 | 0.2 | Null | Null | Null | Null | Null | Null | Null | Null | Null
0.05585 | 7 | 0.09437 | 24 | 0.3 | Null | Null | Null | Null | Null | Null | Null | Null | Null
0.05585 | 7 | 0.09437 | 24 | 0.4 | Null | Null | Null | Null | Null | Null | Null | Null | Null
0.05585 | 7 | 0.09437 | 24 | 0.5 | Null | Null | Null | Null | Null | Null | Null | Null | Null
0.05585 | 7 | 0.09437 | 24 | 0.6 | Null | Null | Null | Null | Null | Null | Null | Null | Null
0.05585 | 7 | 0.09437 | 24 | 0.7 | Null | Null | Null | Null | Null | Null | Null | Null | Null
0.05585 | 7 | 0.09437 | 24 | 0.8 | Null | Null | Null | Null | Null | Null | Null | Null | Null
0.05585 | 7 | 0.09437 | 24 | 0.9 | Null | Null | Null | Null | Null | Null | Null | Null | Null
0.05585 | 7 | 0.09437 | 24 | 1 | Null | Null | Null | Null | Null | Null | Null | Null | Null
0.05585 | 7 | 0.09437 | 27 | 0.15 | Null | Null | Null | Null | Null | Null | Null | Null | Null
0.05585 | 7 | 0.09437 | 27 | 0.2 | Null | Null | Null | Null | Null | Null | Null | Null | Null
0.05585 | 7 | 0.09437 | 27 | 0.3 | Null | Null | Null | Null | Null | Null | Null | Null | Null
0.05585 | 7 | 0.09437 | 27 | 0.4 | Null | Null | Null | Null | Null | Null | Null | Null | Null
0.05585 | 7 | 0.09437 | 27 | 0.5 | Null | Null | Null | Null | Null | Null | Null | Null | Null
0.05585 | 7 | 0.09437 | 27 | 0.6 | Null | Null | Null | Null | Null | Null | Null | Null | Null
0.05585 | 7 | 0.09437 | 27 | 0.7 | Null | Null | Null | Null | Null | Null | Null | Null | Null
0.05585 | 7 | 0.09437 | 27 | 0.8 | Null | Null | Null | Null | Null | Null | Null | Null | Null
0.05585 | 7 | 0.09437 | 27 | 0.9 | Null | Null | Null | Null | Null | Null | Null | Null | Null
0.05585 | 7 | 0.09437 | 27 | 1 | Null | Null | Null | Null | Null | Null | Null | Null | Null
0.05585 | 7 | 0.09437 | 30 | 0.15 | Null | Null | Null | Null | Null | Null | Null | Null | Null
0.05585 | 7 | 0.09437 | 30 | 0.2 | Null | Null | Null | Null | Null | Null | Null | Null | Null
0.05585 | 7 | 0.09437 | 30 | 0.3 | Null | Null | Null | Null | Null | Null | Null | Null | Null
0.05585 | 7 | 0.09437 | 30 | 0.4 | Null | Null | Null | Null | Null | Null | Null | Null | Null
0.05585 | 7 | 0.09437 | 30 | 0.5 | Null | Null | Null | Null | Null | Null | Null | Null | Null
0.05585 | 7 | 0.09437 | 30 | 0.6 | Null | Null | Null | Null | Null | Null | Null | Null | Null
0.05585 | 7 | 0.09437 | 30 | 0.7 | Null | Null | Null | Null | Null | Null | Null | Null | Null
0.05585 | 7 | 0.09437 | 30 | 0.8 | Null | Null | Null | Null | Null | Null | Null | Null | Null
0.05585 | 7 | 0.09437 | 30 | 0.9 | Null | Null | Null | Null | Null | Null | Null | Null | Null
0.05585 | 7 | 0.09437 | 30 | 1 | Null | Null | Null | Null | Null | Null | Null | Null | Null
0.05585 | 7 | 0.09644 | 10.5 | 0.15 | Null | Null | Null | Null | Null | Null | Null | Null | Null
0.05585 | 7 | 0.09644 | 10.5 | 0.2 | Null | Null | Null | Null | Null | Null | Null | Null | Null
0.05585 | 7 | 0.09644 | 10.5 | 0.3 | Null | Null | Null | Null | Null | Null | Null | Null | Null
0.05585 | 7 | 0.09644 | 10.5 | 0.4 | Null | Null | Null | Null | Null | Null | Null | Null | Null
0.05585 | 7 | 0.09644 | 10.5 | 0.5 | Null | Null | Null | Null | Null | Null | Null | Null | Null
0.05585 | 7 | 0.09644 | 10.5 | 0.6 | Null | Null | Null | Null | Null | Null | Null | Null | Null
0.05585 | 7 | 0.09644 | 10.5 | 0.7 | Null | Null | Null | Null | Null | Null | Null | Null | Null
0.05585 | 7 | 0.09644 | 10.5 | 0.8 | Null | Null | Null | Null | Null | Null | Null | Null | Null
0.05585 | 7 | 0.09644 | 10.5 | 0.9 | Null | Null | Null | Null | Null | Null | Null | Null | Null
0.05585 | 7 | 0.09644 | 10.5 | 1 | Null | Null | Null | Null | Null | Null | Null | Null | Null
0.05585 | 7 | 0.09644 | 11 | 0.15 | Null | Null | Null | Null | Null | Null | Null | Null | Null
0.05585 | 7 | 0.09644 | 11 | 0.2 | Null | Null | Null | Null | Null | Null | Null | Null | Null
0.05585 | 7 | 0.09644 | 11 | 0.3 | Null | Null | Null | Null | Null | Null | Null | Null | Null
0.05585 | 7 | 0.09644 | 11 | 0.4 | Null | Null | Null | Null | Null | Null | Null | Null | Null
0.05585 | 7 | 0.09644 | 11 | 0.5 | Null | Null | Null | Null | Null | Null | Null | Null | Null
0.05585 | 7 | 0.09644 | 11 | 0.6 | Null | Null | Null | Null | Null | Null | Null | Null | Null
0.05585 | 7 | 0.09644 | 11 | 0.7 | Null | Null | Null | Null | Null | Null | Null | Null | Null
0.05585 | 7 | 0.09644 | 11 | 0.8 | Null | Null | Null | Null | Null | Null | Null | Null | Null
0.05585 | 7 | 0.09644 | 11 | 0.9 | Null | Null | Null | Null | Null | Null | Null | Null | Null
0.05585 | 7 | 0.09644 | 11 | 1 | Null | Null | Null | Null | Null | Null | Null | Null | Null
0.05585 | 7 | 0.09644 | 11.5 | 0.15 | Null | Null | Null | Null | Null | Null | Null | Null | Null
0.05585 | 7 | 0.09644 | 11.5 | 0.2 | Null | Null | Null | Null | Null | Null | Null | Null | Null
0.05585 | 7 | 0.09644 | 11.5 | 0.3 | Null | Null | Null | Null | Null | Null | Null | Null | Null
0.05585 | 7 | 0.09644 | 11.5 | 0.4 | Null | Null | Null | Null | Null | Null | Null | Null | Null
0.05585 | 7 | 0.09644 | 11.5 | 0.5 | Null | Null | Null | Null | Null | Null | Null | Null | Null
0.05585 | 7 | 0.09644 | 11.5 | 0.6 | Null | Null | Null | Null | Null | Null | Null | Null | Null
0.05585 | 7 | 0.09644 | 11.5 | 0.7 | Null | Null | Null | Null | Null | Null | Null | Null | Null
0.05585 | 7 | 0.09644 | 11.5 | 0.8 | Null | Null | Null | Null | Null | Null | Null | Null | Null
0.05585 | 7 | 0.09644 | 11.5 | 0.9 | Null | Null | Null | Null | Null | Null | Null | Null | Null
0.05585 | 7 | 0.09644 | 11.5 | 1 | Null | Null | Null | Null | Null | Null | Null | Null | Null
0.05585 | 7 | 0.09644 | 12 | 0.15 | Null | Null | Null | Null | Null | Null | Null | Null | Null
0.05585 | 7 | 0.09644 | 12 | 0.2 | Null | Null | Null | Null | Null | Null | Null | Null | Null
0.05585 | 7 | 0.09644 | 12 | 0.3 | Null | Null | Null | Null | Null | Null | Null | Null | Null
0.05585 | 7 | 0.09644 | 12 | 0.4 | Null | Null | Null | Null | Null | Null | Null | Null | Null
0.05585 | 7 | 0.09644 | 12 | 0.5 | Null | Null | Null | Null | Null | Null | Null | Null | Null
0.05585 | 7 | 0.09644 | 12 | 0.6 | Null | Null | Null | Null | Null | Null | Null | Null | Null
0.05585 | 7 | 0.09644 | 12 | 0.7 | Null | Null | Null | Null | Null | Null | Null | Null | Null
0.05585 | 7 | 0.09644 | 12 | 0.8 | Null | Null | Null | Null | Null | Null | Null | Null | Null
0.05585 | 7 | 0.09644 | 12 | 0.9 | Null | Null | Null | Null | Null | Null | Null | Null | Null
0.05585 | 7 | 0.09644 | 12 | 1 | Null | Null | Null | Null | Null | Null | Null | Null | Null
0.05585 | 7 | 0.09644 | 12.5 | 0.15 | Null | Null | Null | Null | Null | Null | Null | Null | Null
0.05585 | 7 | 0.09644 | 12.5 | 0.2 | Null | Null | Null | Null | Null | Null | Null | Null | Null
0.05585 | 7 | 0.09644 | 12.5 | 0.3 | Null | Null | Null | Null | Null | Null | Null | Null | Null
0.05585 | 7 | 0.09644 | 12.5 | 0.4 | Null | Null | Null | Null | Null | Null | Null | Null | Null
0.05585 | 7 | 0.09644 | 12.5 | 0.5 | Null | Null | Null | Null | Null | Null | Null | Null | Null
0.05585 | 7 | 0.09644 | 12.5 | 0.6 | Null | Null | Null | Null | Null | Null | Null | Null | Null
0.05585 | 7 | 0.09644 | 12.5 | 0.7 | Null | Null | Null | Null | Null | Null | Null | Null | Null
0.05585 | 7 | 0.09644 | 12.5 | 0.8 | Null | Null | Null | Null | Null | Null | Null | Null | Null
0.05585 | 7 | 0.09644 | 12.5 | 0.9 | Null | Null | Null | Null | Null | Null | Null | Null | Null
0.05585 | 7 | 0.09644 | 12.5 | 1 | Null | Null | Null | Null | Null | Null | Null | Null | Null
0.05585 | 7 | 0.09644 | 13 | 0.15 | Null | Null | Null | Null | Null | Null | Null | Null | Null
0.05585 | 7 | 0.09644 | 13 | 0.2 | Null | Null | Null | Null | Null | Null | Null | Null | Null
0.05585 | 7 | 0.09644 | 13 | 0.3 | Null | Null | Null | Null | Null | Null | Null | Null | Null
0.05585 | 7 | 0.09644 | 13 | 0.4 | Null | Null | Null | Null | Null | Null | Null | Null | Null
0.05585 | 7 | 0.09644 | 13 | 0.5 | Null | Null | Null | Null | Null | Null | Null | Null | Null
0.05585 | 7 | 0.09644 | 13 | 0.6 | Null | Null | Null | Null | Null | Null | Null | Null | Null
0.05585 | 7 | 0.09644 | 13 | 0.7 | Null | Null | Null | Null | Null | Null | Null | Null | Null
0.05585 | 7 | 0.09644 | 13 | 0.8 | Null | Null | Null | Null | Null | Null | Null | Null | Null
0.05585 | 7 | 0.09644 | 13 | 0.9 | Null | Null | Null | Null | Null | Null | Null | Null | Null
0.05585 | 7 | 0.09644 | 13 | 1 | Null | Null | Null | Null | Null | Null | Null | Null | Null
0.05585 | 7 | 0.09644 | 13.5 | 0.15 | Null | Null | Null | Null | Null | Null | Null | Null | Null
0.05585 | 7 | 0.09644 | 13.5 | 0.2 | Null | Null | Null | Null | Null | Null | Null | Null | Null
0.05585 | 7 | 0.09644 | 13.5 | 0.3 | Null | Null | Null | Null | Null | Null | Null | Null | Null
0.05585 | 7 | 0.09644 | 13.5 | 0.4 | Null | Null | Null | Null | Null | Null | Null | Null | Null
0.05585 | 7 | 0.09644 | 13.5 | 0.5 | Null | Null | Null | Null | Null | Null | Null | Null | Null
0.05585 | 7 | 0.09644 | 13.5 | 0.6 | Null | Null | Null | Null | Null | Null | Null | Null | Null
0.05585 | 7 | 0.09644 | 13.5 | 0.7 | Null | Null | Null | Null | Null | Null | Null | Null | Null
0.05585 | 7 | 0.09644 | 13.5 | 0.8 | Null | Null | Null | Null | Null | Null | Null | Null | Null
0.05585 | 7 | 0.09644 | 13.5 | 0.9 | Null | Null | Null | Null | Null | Null | Null | Null | Null
0.05585 | 7 | 0.09644 | 13.5 | 1 | Null | Null | Null | Null | Null | Null | Null | Null | Null
0.05585 | 7 | 0.09644 | 14 | 0.15 | Null | Null | Null | Null | Null | Null | Null | Null | Null
0.05585 | 7 | 0.09644 | 14 | 0.2 | Null | Null | Null | Null | Null | Null | Null | Null | Null
0.05585 | 7 | 0.09644 | 14 | 0.3 | Null | Null | Null | Null | Null | Null | Null | Null | Null
0.05585 | 7 | 0.09644 | 14 | 0.4 | Null | Null | Null | Null | Null | Null | Null | Null | Null
0.05585 | 7 | 0.09644 | 14 | 0.5 | Null | Null | Null | Null | Null | Null | Null | Null | Null
0.05585 | 7 | 0.09644 | 14 | 0.6 | Null | Null | Null | Null | Null | Null | Null | Null | Null
0.05585 | 7 | 0.09644 | 14 | 0.7 | Null | Null | Null | Null | Null | Null | Null | Null | Null
0.05585 | 7 | 0.09644 | 14 | 0.8 | Null | Null | Null | Null | Null | Null | Null | Null | Null
0.05585 | 7 | 0.09644 | 14 | 0.9 | Null | Null | Null | Null | Null | Null | Null | Null | Null
0.05585 | 7 | 0.09644 | 14 | 1 | Null | Null | Null | Null | Null | Null | Null | Null | Null
0.05585 | 7 | 0.09644 | 14.5 | 0.15 | Null | Null | Null | Null | Null | Null | Null | Null | Null
0.05585 | 7 | 0.09644 | 14.5 | 0.2 | Null | Null | Null | Null | Null | Null | Null | Null | Null
0.05585 | 7 | 0.09644 | 14.5 | 0.3 | Null | Null | Null | Null | Null | Null | Null | Null | Null
0.05585 | 7 | 0.09644 | 14.5 | 0.4 | Null | Null | Null | Null | Null | Null | Null | Null | Null
0.05585 | 7 | 0.09644 | 14.5 | 0.5 | Null | Null | Null | Null | Null | Null | Null | Null | Null
0.05585 | 7 | 0.09644 | 14.5 | 0.6 | Null | Null | Null | Null | Null | Null | Null | Null | Null
0.05585 | 7 | 0.09644 | 14.5 | 0.7 | Null | Null | Null | Null | Null | Null | Null | Null | Null
0.05585 | 7 | 0.09644 | 14.5 | 0.8 | Null | Null | Null | Null | Null | Null | Null | Null | Null
0.05585 | 7 | 0.09644 | 14.5 | 0.9 | Null | Null | Null | Null | Null | Null | Null | Null | Null
0.05585 | 7 | 0.09644 | 14.5 | 1 | Null | Null | Null | Null | Null | Null | Null | Null | Null
0.05585 | 7 | 0.09644 | 15 | 0.15 | Null | Null | Null | Null | Null | Null | Null | Null | Null
0.05585 | 7 | 0.09644 | 15 | 0.2 | Null | Null | Null | Null | Null | Null | Null | Null | Null
0.05585 | 7 | 0.09644 | 15 | 0.3 | Null | Null | Null | Null | Null | Null | Null | Null | Null
0.05585 | 7 | 0.09644 | 15 | 0.4 | Null | Null | Null | Null | Null | Null | Null | Null | Null
0.05585 | 7 | 0.09644 | 15 | 0.5 | Null | Null | Null | Null | Null | Null | Null | Null | Null
0.05585 | 7 | 0.09644 | 15 | 0.6 | Null | Null | Null | Null | Null | Null | Null | Null | Null
0.05585 | 7 | 0.09644 | 15 | 0.7 | Null | Null | Null | Null | Null | Null | Null | Null | Null
0.05585 | 7 | 0.09644 | 15 | 0.8 | Null | Null | Null | Null | Null | Null | Null | Null | Null
0.05585 | 7 | 0.09644 | 15 | 0.9 | Null | Null | Null | Null | Null | Null | Null | Null | Null
0.05585 | 7 | 0.09644 | 15 | 1 | Null | Null | Null | Null | Null | Null | Null | Null | Null
0.05585 | 7 | 0.09644 | 15.5 | 0.15 | Null | Null | Null | Null | Null | Null | Null | Null | Null
0.05585 | 7 | 0.09644 | 15.5 | 0.2 | Null | Null | Null | Null | Null | Null | Null | Null | Null
0.05585 | 7 | 0.09644 | 15.5 | 0.3 | Null | Null | Null | Null | Null | Null | Null | Null | Null
0.05585 | 7 | 0.09644 | 15.5 | 0.4 | Null | Null | Null | Null | Null | Null | Null | Null | Null
0.05585 | 7 | 0.09644 | 15.5 | 0.5 | Null | Null | Null | Null | Null | Null | Null | Null | Null
0.05585 | 7 | 0.09644 | 15.5 | 0.6 | Null | Null | Null | Null | Null | Null | Null | Null | Null
0.05585 | 7 | 0.09644 | 15.5 | 0.7 | Null | Null | Null | Null | Null | Null | Null | Null | Null
0.05585 | 7 | 0.09644 | 15.5 | 0.8 | Null | Null | Null | Null | Null | Null | Null | Null | Null
0.05585 | 7 | 0.09644 | 15.5 | 0.9 | Null | Null | Null | Null | Null | Null | Null | Null | Null
0.05585 | 7 | 0.09644 | 15.5 | 1 | Null | Null | Null | Null | Null | Null | Null | Null | Null
0.05585 | 7 | 0.09644 | 16 | 0.15 | Null | Null | Null | Null | Null | Null | Null | Null | Null
0.05585 | 7 | 0.09644 | 16 | 0.2 | Null | Null | Null | Null | Null | Null | Null | Null | Null
0.05585 | 7 | 0.09644 | 16 | 0.3 | Null | Null | Null | Null | Null | Null | Null | Null | Null
0.05585 | 7 | 0.09644 | 16 | 0.4 | Null | Null | Null | Null | Null | Null | Null | Null | Null
0.05585 | 7 | 0.09644 | 16 | 0.5 | Null | Null | Null | Null | Null | Null | Null | Null | Null
0.05585 | 7 | 0.09644 | 16 | 0.6 | Null | Null | Null | Null | Null | Null | Null | Null | Null
0.05585 | 7 | 0.09644 | 16 | 0.7 | Null | Null | Null | Null | Null | Null | Null | Null | Null
0.05585 | 7 | 0.09644 | 16 | 0.8 | Null | Null | Null | Null | Null | Null | Null | Null | Null
0.05585 | 7 | 0.09644 | 16 | 0.9 | Null | Null | Null | Null | Null | Null | Null | Null | Null
0.05585 | 7 | 0.09644 | 16 | 1 | Null | Null | Null | Null | Null | Null | Null | Null | Null
0.05585 | 7 | 0.09644 | 16.5 | 0.15 | Null | Null | Null | Null | Null | Null | Null | Null | Null
0.05585 | 7 | 0.09644 | 16.5 | 0.2 | Null | Null | Null | Null | Null | Null | Null | Null | Null
0.05585 | 7 | 0.09644 | 16.5 | 0.3 | Null | Null | Null | Null | Null | Null | Null | Null | Null
0.05585 | 7 | 0.09644 | 16.5 | 0.4 | Null | Null | Null | Null | Null | Null | Null | Null | Null
0.05585 | 7 | 0.09644 | 16.5 | 0.5 | Null | Null | Null | Null | Null | Null | Null | Null | Null
0.05585 | 7 | 0.09644 | 16.5 | 0.6 | Null | Null | Null | Null | Null | Null | Null | Null | Null
0.05585 | 7 | 0.09644 | 16.5 | 0.7 | Null | Null | Null | Null | Null | Null | Null | Null | Null
0.05585 | 7 | 0.09644 | 16.5 | 0.8 | Null | Null | Null | Null | Null | Null | Null | Null | Null
0.05585 | 7 | 0.09644 | 16.5 | 0.9 | Null | Null | Null | Null | Null | Null | Null | Null | Null
0.05585 | 7 | 0.09644 | 16.5 | 1 | Null | Null | Null | Null | Null | Null | Null | Null | Null
0.05585 | 7 | 0.09644 | 17 | 0.15 | Null | Null | Null | Null | Null | Null | Null | Null | Null
0.05585 | 7 | 0.09644 | 17 | 0.2 | Null | Null | Null | Null | Null | Null | Null | Null | Null
0.05585 | 7 | 0.09644 | 17 | 0.3 | Null | Null | Null | Null | Null | Null | Null | Null | Null
0.05585 | 7 | 0.09644 | 17 | 0.4 | Null | Null | Null | Null | Null | Null | Null | Null | Null
0.05585 | 7 | 0.09644 | 17 | 0.5 | Null | Null | Null | Null | Null | Null | Null | Null | Null
0.05585 | 7 | 0.09644 | 17 | 0.6 | Null | Null | Null | Null | Null | Null | Null | Null | Null
0.05585 | 7 | 0.09644 | 17 | 0.7 | Null | Null | Null | Null | Null | Null | Null | Null | Null
0.05585 | 7 | 0.09644 | 17 | 0.8 | Null | Null | Null | Null | Null | Null | Null | Null | Null
0.05585 | 7 | 0.09644 | 17 | 0.9 | Null | Null | Null | Null | Null | Null | Null | Null | Null
0.05585 | 7 | 0.09644 | 17 | 1 | Null | Null | Null | Null | Null | Null | Null | Null | Null
0.05585 | 7 | 0.09644 | 17.5 | 0.15 | Null | Null | Null | Null | Null | Null | Null | Null | Null
0.05585 | 7 | 0.09644 | 17.5 | 0.2 | Null | Null | Null | Null | Null | Null | Null | Null | Null
0.05585 | 7 | 0.09644 | 17.5 | 0.3 | Null | Null | Null | Null | Null | Null | Null | Null | Null
0.05585 | 7 | 0.09644 | 17.5 | 0.4 | Null | Null | Null | Null | Null | Null | Null | Null | Null
0.05585 | 7 | 0.09644 | 17.5 | 0.5 | Null | Null | Null | Null | Null | Null | Null | Null | Null
0.05585 | 7 | 0.09644 | 17.5 | 0.6 | Null | Null | Null | Null | Null | Null | Null | Null | Null
0.05585 | 7 | 0.09644 | 17.5 | 0.7 | Null | Null | Null | Null | Null | Null | Null | Null | Null
0.05585 | 7 | 0.09644 | 17.5 | 0.8 | Null | Null | Null | Null | Null | Null | Null | Null | Null
0.05585 | 7 | 0.09644 | 17.5 | 0.9 | Null | Null | Null | Null | Null | Null | Null | Null | Null
0.05585 | 7 | 0.09644 | 17.5 | 1 | Null | Null | Null | Null | Null | Null | Null | Null | Null
0.05585 | 7 | 0.09644 | 18 | 0.15 | Null | Null | Null | Null | Null | Null | Null | Null | Null
0.05585 | 7 | 0.09644 | 18 | 0.2 | Null | Null | Null | Null | Null | Null | Null | Null | Null
0.05585 | 7 | 0.09644 | 18 | 0.3 | Null | Null | Null | Null | Null | Null | Null | Null | Null
0.05585 | 7 | 0.09644 | 18 | 0.4 | Null | Null | Null | Null | Null | Null | Null | Null | Null
0.05585 | 7 | 0.09644 | 18 | 0.5 | Null | Null | Null | Null | Null | Null | Null | Null | Null
0.05585 | 7 | 0.09644 | 18 | 0.6 | Null | Null | Null | Null | Null | Null | Null | Null | Null
0.05585 | 7 | 0.09644 | 18 | 0.7 | Null | Null | Null | Null | Null | Null | Null | Null | Null
0.05585 | 7 | 0.09644 | 18 | 0.8 | Null | Null | Null | Null | Null | Null | Null | Null | Null
0.05585 | 7 | 0.09644 | 18 | 0.9 | Null | Null | Null | Null | Null | Null | Null | Null | Null
0.05585 | 7 | 0.09644 | 18 | 1 | Null | Null | Null | Null | Null | Null | Null | Null | Null
0.05585 | 7 | 0.09644 | 21 | 0.15 | Null | Null | Null | Null | Null | Null | Null | Null | Null
0.05585 | 7 | 0.09644 | 21 | 0.2 | Null | Null | Null | Null | Null | Null | Null | Null | Null
0.05585 | 7 | 0.09644 | 21 | 0.3 | Null | Null | Null | Null | Null | Null | Null | Null | Null
0.05585 | 7 | 0.09644 | 21 | 0.4 | Null | Null | Null | Null | Null | Null | Null | Null | Null
0.05585 | 7 | 0.09644 | 21 | 0.5 | Null | Null | Null | Null | Null | Null | Null | Null | Null
0.05585 | 7 | 0.09644 | 21 | 0.6 | Null | Null | Null | Null | Null | Null | Null | Null | Null
0.05585 | 7 | 0.09644 | 21 | 0.7 | Null | Null | Null | Null | Null | Null | Null | Null | Null
0.05585 | 7 | 0.09644 | 21 | 0.8 | Null | Null | Null | Null | Null | Null | Null | Null | Null
0.05585 | 7 | 0.09644 | 21 | 0.9 | Null | Null | Null | Null | Null | Null | Null | Null | Null
0.05585 | 7 | 0.09644 | 21 | 1 | Null | Null | Null | Null | Null | Null | Null | Null | Null
0.05585 | 7 | 0.09644 | 24 | 0.15 | Null | Null | Null | Null | Null | Null | Null | Null | Null
0.05585 | 7 | 0.09644 | 24 | 0.2 | Null | Null | Null | Null | Null | Null | Null | Null | Null
0.05585 | 7 | 0.09644 | 24 | 0.3 | Null | Null | Null | Null | Null | Null | Null | Null | Null
0.05585 | 7 | 0.09644 | 24 | 0.4 | Null | Null | Null | Null | Null | Null | Null | Null | Null
0.05585 | 7 | 0.09644 | 24 | 0.5 | Null | Null | Null | Null | Null | Null | Null | Null | Null
0.05585 | 7 | 0.09644 | 24 | 0.6 | Null | Null | Null | Null | Null | Null | Null | Null | Null
0.05585 | 7 | 0.09644 | 24 | 0.7 | Null | Null | Null | Null | Null | Null | Null | Null | Null
0.05585 | 7 | 0.09644 | 24 | 0.8 | Null | Null | Null | Null | Null | Null | Null | Null | Null
0.05585 | 7 | 0.09644 | 24 | 0.9 | Null | Null | Null | Null | Null | Null | Null | Null | Null
0.05585 | 7 | 0.09644 | 24 | 1 | Null | Null | Null | Null | Null | Null | Null | Null | Null
0.05585 | 7 | 0.09644 | 27 | 0.15 | Null | Null | Null | Null | Null | Null | Null | Null | Null
0.05585 | 7 | 0.09644 | 27 | 0.2 | Null | Null | Null | Null | Null | Null | Null | Null | Null
0.05585 | 7 | 0.09644 | 27 | 0.3 | Null | Null | Null | Null | Null | Null | Null | Null | Null
0.05585 | 7 | 0.09644 | 27 | 0.4 | Null | Null | Null | Null | Null | Null | Null | Null | Null
0.05585 | 7 | 0.09644 | 27 | 0.5 | Null | Null | Null | Null | Null | Null | Null | Null | Null
0.05585 | 7 | 0.09644 | 27 | 0.6 | Null | Null | Null | Null | Null | Null | Null | Null | Null
0.05585 | 7 | 0.09644 | 27 | 0.7 | Null | Null | Null | Null | Null | Null | Null | Null | Null
0.05585 | 7 | 0.09644 | 27 | 0.8 | Null | Null | Null | Null | Null | Null | Null | Null | Null
0.05585 | 7 | 0.09644 | 27 | 0.9 | Null | Null | Null | Null | Null | Null | Null | Null | Null
0.05585 | 7 | 0.09644 | 27 | 1 | Null | Null | Null | Null | Null | Null | Null | Null | Null
0.05585 | 7 | 0.09644 | 30 | 0.15 | Null | Null | Null | Null | Null | Null | Null | Null | Null
0.05585 | 7 | 0.09644 | 30 | 0.2 | Null | Null | Null | Null | Null | Null | Null | Null | Null
0.05585 | 7 | 0.09644 | 30 | 0.3 | Null | Null | Null | Null | Null | Null | Null | Null | Null
0.05585 | 7 | 0.09644 | 30 | 0.4 | Null | Null | Null | Null | Null | Null | Null | Null | Null
0.05585 | 7 | 0.09644 | 30 | 0.5 | Null | Null | Null | Null | Null | Null | Null | Null | Null
0.05585 | 7 | 0.09644 | 30 | 0.6 | Null | Null | Null | Null | Null | Null | Null | Null | Null
0.05585 | 7 | 0.09644 | 30 | 0.7 | Null | Null | Null | Null | Null | Null | Null | Null | Null
0.05585 | 7 | 0.09644 | 30 | 0.8 | Null | Null | Null | Null | Null | Null | Null | Null | Null
0.05585 | 7 | 0.09644 | 30 | 0.9 | Null | Null | Null | Null | Null | Null | Null | Null | Null
0.05585 | 7 | 0.09644 | 30 | 1 | Null | Null | Null | Null | Null | Null | Null | Null | Null
0.05585 | 7 | 0.09737 | 10.5 | 0.15 | Null | Null | Null | Null | Null | Null | Null | Null | Null
0.05585 | 7 | 0.09737 | 10.5 | 0.2 | Null | Null | Null | Null | Null | Null | Null | Null | Null
0.05585 | 7 | 0.09737 | 10.5 | 0.3 | Null | Null | Null | Null | Null | Null | Null | Null | Null
0.05585 | 7 | 0.09737 | 10.5 | 0.4 | Null | Null | Null | Null | Null | Null | Null | Null | Null
0.05585 | 7 | 0.09737 | 10.5 | 0.5 | Null | Null | Null | Null | Null | Null | Null | Null | Null
0.05585 | 7 | 0.09737 | 10.5 | 0.6 | Null | Null | Null | Null | Null | Null | Null | Null | Null
0.05585 | 7 | 0.09737 | 10.5 | 0.7 | Null | Null | Null | Null | Null | Null | Null | Null | Null
0.05585 | 7 | 0.09737 | 10.5 | 0.8 | Null | Null | Null | Null | Null | Null | Null | Null | Null
0.05585 | 7 | 0.09737 | 10.5 | 0.9 | Null | Null | Null | Null | Null | Null | Null | Null | Null
0.05585 | 7 | 0.09737 | 10.5 | 1 | Null | Null | Null | Null | Null | Null | Null | Null | Null
0.05585 | 7 | 0.09737 | 11 | 0.15 | Null | Null | Null | Null | Null | Null | Null | Null | Null
0.05585 | 7 | 0.09737 | 11 | 0.2 | Null | Null | Null | Null | Null | Null | Null | Null | Null
0.05585 | 7 | 0.09737 | 11 | 0.3 | Null | Null | Null | Null | Null | Null | Null | Null | Null
0.05585 | 7 | 0.09737 | 11 | 0.4 | Null | Null | Null | Null | Null | Null | Null | Null | Null
0.05585 | 7 | 0.09737 | 11 | 0.5 | Null | Null | Null | Null | Null | Null | Null | Null | Null
0.05585 | 7 | 0.09737 | 11 | 0.6 | Null | Null | Null | Null | Null | Null | Null | Null | Null
0.05585 | 7 | 0.09737 | 11 | 0.7 | Null | Null | Null | Null | Null | Null | Null | Null | Null
0.05585 | 7 | 0.09737 | 11 | 0.8 | Null | Null | Null | Null | Null | Null | Null | Null | Null
0.05585 | 7 | 0.09737 | 11 | 0.9 | Null | Null | Null | Null | Null | Null | Null | Null | Null
0.05585 | 7 | 0.09737 | 11 | 1 | Null | Null | Null | Null | Null | Null | Null | Null | Null
0.05585 | 7 | 0.09737 | 11.5 | 0.15 | Null | Null | Null | Null | Null | Null | Null | Null | Null
0.05585 | 7 | 0.09737 | 11.5 | 0.2 | Null | Null | Null | Null | Null | Null | Null | Null | Null
0.05585 | 7 | 0.09737 | 11.5 | 0.3 | Null | Null | Null | Null | Null | Null | Null | Null | Null
0.05585 | 7 | 0.09737 | 11.5 | 0.4 | Null | Null | Null | Null | Null | Null | Null | Null | Null
0.05585 | 7 | 0.09737 | 11.5 | 0.5 | Null | Null | Null | Null | Null | Null | Null | Null | Null
0.05585 | 7 | 0.09737 | 11.5 | 0.6 | Null | Null | Null | Null | Null | Null | Null | Null | Null
0.05585 | 7 | 0.09737 | 11.5 | 0.7 | Null | Null | Null | Null | Null | Null | Null | Null | Null
0.05585 | 7 | 0.09737 | 11.5 | 0.8 | Null | Null | Null | Null | Null | Null | Null | Null | Null
0.05585 | 7 | 0.09737 | 11.5 | 0.9 | Null | Null | Null | Null | Null | Null | Null | Null | Null
0.05585 | 7 | 0.09737 | 11.5 | 1 | Null | Null | Null | Null | Null | Null | Null | Null | Null
0.05585 | 7 | 0.09737 | 12 | 0.15 | Null | Null | Null | Null | Null | Null | Null | Null | Null
0.05585 | 7 | 0.09737 | 12 | 0.2 | Null | Null | Null | Null | Null | Null | Null | Null | Null
0.05585 | 7 | 0.09737 | 12 | 0.3 | Null | Null | Null | Null | Null | Null | Null | Null | Null
0.05585 | 7 | 0.09737 | 12 | 0.4 | Null | Null | Null | Null | Null | Null | Null | Null | Null
0.05585 | 7 | 0.09737 | 12 | 0.5 | Null | Null | Null | Null | Null | Null | Null | Null | Null
0.05585 | 7 | 0.09737 | 12 | 0.6 | Null | Null | Null | Null | Null | Null | Null | Null | Null
0.05585 | 7 | 0.09737 | 12 | 0.7 | Null | Null | Null | Null | Null | Null | Null | Null | Null
0.05585 | 7 | 0.09737 | 12 | 0.8 | Null | Null | Null | Null | Null | Null | Null | Null | Null
0.05585 | 7 | 0.09737 | 12 | 0.9 | Null | Null | Null | Null | Null | Null | Null | Null | Null
0.05585 | 7 | 0.09737 | 12 | 1 | Null | Null | Null | Null | Null | Null | Null | Null | Null
0.05585 | 7 | 0.09737 | 12.5 | 0.15 | Null | Null | Null | Null | Null | Null | Null | Null | Null
0.05585 | 7 | 0.09737 | 12.5 | 0.2 | Null | Null | Null | Null | Null | Null | Null | Null | Null
0.05585 | 7 | 0.09737 | 12.5 | 0.3 | Null | Null | Null | Null | Null | Null | Null | Null | Null
0.05585 | 7 | 0.09737 | 12.5 | 0.4 | Null | Null | Null | Null | Null | Null | Null | Null | Null
0.05585 | 7 | 0.09737 | 12.5 | 0.5 | Null | Null | Null | Null | Null | Null | Null | Null | Null
0.05585 | 7 | 0.09737 | 12.5 | 0.6 | Null | Null | Null | Null | Null | Null | Null | Null | Null
0.05585 | 7 | 0.09737 | 12.5 | 0.7 | Null | Null | Null | Null | Null | Null | Null | Null | Null
0.05585 | 7 | 0.09737 | 12.5 | 0.8 | Null | Null | Null | Null | Null | Null | Null | Null | Null
0.05585 | 7 | 0.09737 | 12.5 | 0.9 | Null | Null | Null | Null | Null | Null | Null | Null | Null
0.05585 | 7 | 0.09737 | 12.5 | 1 | Null | Null | Null | Null | Null | Null | Null | Null | Null
0.05585 | 7 | 0.09737 | 13 | 0.15 | Null | Null | Null | Null | Null | Null | Null | Null | Null
0.05585 | 7 | 0.09737 | 13 | 0.2 | Null | Null | Null | Null | Null | Null | Null | Null | Null
0.05585 | 7 | 0.09737 | 13 | 0.3 | Null | Null | Null | Null | Null | Null | Null | Null | Null
0.05585 | 7 | 0.09737 | 13 | 0.4 | Null | Null | Null | Null | Null | Null | Null | Null | Null
0.05585 | 7 | 0.09737 | 13 | 0.5 | Null | Null | Null | Null | Null | Null | Null | Null | Null
0.05585 | 7 | 0.09737 | 13 | 0.6 | Null | Null | Null | Null | Null | Null | Null | Null | Null
0.05585 | 7 | 0.09737 | 13 | 0.7 | Null | Null | Null | Null | Null | Null | Null | Null | Null
0.05585 | 7 | 0.09737 | 13 | 0.8 | Null | Null | Null | Null | Null | Null | Null | Null | Null
0.05585 | 7 | 0.09737 | 13 | 0.9 | Null | Null | Null | Null | Null | Null | Null | Null | Null
0.05585 | 7 | 0.09737 | 13 | 1 | Null | Null | Null | Null | Null | Null | Null | Null | Null
0.05585 | 7 | 0.09737 | 13.5 | 0.15 | Null | Null | Null | Null | Null | Null | Null | Null | Null
0.05585 | 7 | 0.09737 | 13.5 | 0.2 | Null | Null | Null | Null | Null | Null | Null | Null | Null
0.05585 | 7 | 0.09737 | 13.5 | 0.3 | Null | Null | Null | Null | Null | Null | Null | Null | Null
0.05585 | 7 | 0.09737 | 13.5 | 0.4 | Null | Null | Null | Null | Null | Null | Null | Null | Null
0.05585 | 7 | 0.09737 | 13.5 | 0.5 | Null | Null | Null | Null | Null | Null | Null | Null | Null
0.05585 | 7 | 0.09737 | 13.5 | 0.6 | Null | Null | Null | Null | Null | Null | Null | Null | Null
0.05585 | 7 | 0.09737 | 13.5 | 0.7 | Null | Null | Null | Null | Null | Null | Null | Null | Null
0.05585 | 7 | 0.09737 | 13.5 | 0.8 | Null | Null | Null | Null | Null | Null | Null | Null | Null
0.05585 | 7 | 0.09737 | 13.5 | 0.9 | Null | Null | Null | Null | Null | Null | Null | Null | Null
0.05585 | 7 | 0.09737 | 13.5 | 1 | Null | Null | Null | Null | Null | Null | Null | Null | Null
0.05585 | 7 | 0.09737 | 14 | 0.15 | Null | Null | Null | Null | Null | Null | Null | Null | Null
0.05585 | 7 | 0.09737 | 14 | 0.2 | Null | Null | Null | Null | Null | Null | Null | Null | Null
0.05585 | 7 | 0.09737 | 14 | 0.3 | Null | Null | Null | Null | Null | Null | Null | Null | Null
0.05585 | 7 | 0.09737 | 14 | 0.4 | Null | Null | Null | Null | Null | Null | Null | Null | Null
0.05585 | 7 | 0.09737 | 14 | 0.5 | Null | Null | Null | Null | Null | Null | Null | Null | Null
0.05585 | 7 | 0.09737 | 14 | 0.6 | Null | Null | Null | Null | Null | Null | Null | Null | Null
0.05585 | 7 | 0.09737 | 14 | 0.7 | Null | Null | Null | Null | Null | Null | Null | Null | Null
0.05585 | 7 | 0.09737 | 14 | 0.8 | Null | Null | Null | Null | Null | Null | Null | Null | Null
0.05585 | 7 | 0.09737 | 14 | 0.9 | Null | Null | Null | Null | Null | Null | Null | Null | Null
0.05585 | 7 | 0.09737 | 14 | 1 | Null | Null | Null | Null | Null | Null | Null | Null | Null
0.05585 | 7 | 0.09737 | 14.5 | 0.15 | Null | Null | Null | Null | Null | Null | Null | Null | Null
0.05585 | 7 | 0.09737 | 14.5 | 0.2 | Null | Null | Null | Null | Null | Null | Null | Null | Null
0.05585 | 7 | 0.09737 | 14.5 | 0.3 | Null | Null | Null | Null | Null | Null | Null | Null | Null
0.05585 | 7 | 0.09737 | 14.5 | 0.4 | Null | Null | Null | Null | Null | Null | Null | Null | Null
0.05585 | 7 | 0.09737 | 14.5 | 0.5 | Null | Null | Null | Null | Null | Null | Null | Null | Null
0.05585 | 7 | 0.09737 | 14.5 | 0.6 | Null | Null | Null | Null | Null | Null | Null | Null | Null
0.05585 | 7 | 0.09737 | 14.5 | 0.7 | Null | Null | Null | Null | Null | Null | Null | Null | Null
0.05585 | 7 | 0.09737 | 14.5 | 0.8 | Null | Null | Null | Null | Null | Null | Null | Null | Null
0.05585 | 7 | 0.09737 | 14.5 | 0.9 | Null | Null | Null | Null | Null | Null | Null | Null | Null
0.05585 | 7 | 0.09737 | 14.5 | 1 | Null | Null | Null | Null | Null | Null | Null | Null | Null
0.05585 | 7 | 0.09737 | 15 | 0.15 | Null | Null | Null | Null | Null | Null | Null | Null | Null
0.05585 | 7 | 0.09737 | 15 | 0.2 | Null | Null | Null | Null | Null | Null | Null | Null | Null
0.05585 | 7 | 0.09737 | 15 | 0.3 | Null | Null | Null | Null | Null | Null | Null | Null | Null
0.05585 | 7 | 0.09737 | 15 | 0.4 | Null | Null | Null | Null | Null | Null | Null | Null | Null
0.05585 | 7 | 0.09737 | 15 | 0.5 | Null | Null | Null | Null | Null | Null | Null | Null | Null
0.05585 | 7 | 0.09737 | 15 | 0.6 | Null | Null | Null | Null | Null | Null | Null | Null | Null
0.05585 | 7 | 0.09737 | 15 | 0.7 | Null | Null | Null | Null | Null | Null | Null | Null | Null
0.05585 | 7 | 0.09737 | 15 | 0.8 | Null | Null | Null | Null | Null | Null | Null | Null | Null
0.05585 | 7 | 0.09737 | 15 | 0.9 | Null | Null | Null | Null | Null | Null | Null | Null | Null
0.05585 | 7 | 0.09737 | 15 | 1 | Null | Null | Null | Null | Null | Null | Null | Null | Null
0.05585 | 7 | 0.09737 | 15.5 | 0.15 | Null | Null | Null | Null | Null | Null | Null | Null | Null
0.05585 | 7 | 0.09737 | 15.5 | 0.2 | Null | Null | Null | Null | Null | Null | Null | Null | Null
0.05585 | 7 | 0.09737 | 15.5 | 0.3 | Null | Null | Null | Null | Null | Null | Null | Null | Null
0.05585 | 7 | 0.09737 | 15.5 | 0.4 | Null | Null | Null | Null | Null | Null | Null | Null | Null
0.05585 | 7 | 0.09737 | 15.5 | 0.5 | Null | Null | Null | Null | Null | Null | Null | Null | Null
0.05585 | 7 | 0.09737 | 15.5 | 0.6 | Null | Null | Null | Null | Null | Null | Null | Null | Null
0.05585 | 7 | 0.09737 | 15.5 | 0.7 | Null | Null | Null | Null | Null | Null | Null | Null | Null
0.05585 | 7 | 0.09737 | 15.5 | 0.8 | Null | Null | Null | Null | Null | Null | Null | Null | Null
0.05585 | 7 | 0.09737 | 15.5 | 0.9 | Null | Null | Null | Null | Null | Null | Null | Null | Null
0.05585 | 7 | 0.09737 | 15.5 | 1 | Null | Null | Null | Null | Null | Null | Null | Null | Null
0.05585 | 7 | 0.09737 | 16 | 0.15 | Null | Null | Null | Null | Null | Null | Null | Null | Null
0.05585 | 7 | 0.09737 | 16 | 0.2 | Null | Null | Null | Null | Null | Null | Null | Null | Null
0.05585 | 7 | 0.09737 | 16 | 0.3 | Null | Null | Null | Null | Null | Null | Null | Null | Null
0.05585 | 7 | 0.09737 | 16 | 0.4 | Null | Null | Null | Null | Null | Null | Null | Null | Null
0.05585 | 7 | 0.09737 | 16 | 0.5 | Null | Null | Null | Null | Null | Null | Null | Null | Null
0.05585 | 7 | 0.09737 | 16 | 0.6 | Null | Null | Null | Null | Null | Null | Null | Null | Null
0.05585 | 7 | 0.09737 | 16 | 0.7 | Null | Null | Null | Null | Null | Null | Null | Null | Null
0.05585 | 7 | 0.09737 | 16 | 0.8 | Null | Null | Null | Null | Null | Null | Null | Null | Null
0.05585 | 7 | 0.09737 | 16 | 0.9 | Null | Null | Null | Null | Null | Null | Null | Null | Null
0.05585 | 7 | 0.09737 | 16 | 1 | Null | Null | Null | Null | Null | Null | Null | Null | Null
0.05585 | 7 | 0.09737 | 16.5 | 0.15 | Null | Null | Null | Null | Null | Null | Null | Null | Null
0.05585 | 7 | 0.09737 | 16.5 | 0.2 | Null | Null | Null | Null | Null | Null | Null | Null | Null
0.05585 | 7 | 0.09737 | 16.5 | 0.3 | Null | Null | Null | Null | Null | Null | Null | Null | Null
0.05585 | 7 | 0.09737 | 16.5 | 0.4 | Null | Null | Null | Null | Null | Null | Null | Null | Null
0.05585 | 7 | 0.09737 | 16.5 | 0.5 | Null | Null | Null | Null | Null | Null | Null | Null | Null
0.05585 | 7 | 0.09737 | 16.5 | 0.6 | Null | Null | Null | Null | Null | Null | Null | Null | Null
0.05585 | 7 | 0.09737 | 16.5 | 0.7 | Null | Null | Null | Null | Null | Null | Null | Null | Null
0.05585 | 7 | 0.09737 | 16.5 | 0.8 | Null | Null | Null | Null | Null | Null | Null | Null | Null
0.05585 | 7 | 0.09737 | 16.5 | 0.9 | Null | Null | Null | Null | Null | Null | Null | Null | Null
0.05585 | 7 | 0.09737 | 16.5 | 1 | Null | Null | Null | Null | Null | Null | Null | Null | Null
0.05585 | 7 | 0.09737 | 17 | 0.15 | Null | Null | Null | Null | Null | Null | Null | Null | Null
0.05585 | 7 | 0.09737 | 17 | 0.2 | Null | Null | Null | Null | Null | Null | Null | Null | Null
0.05585 | 7 | 0.09737 | 17 | 0.3 | Null | Null | Null | Null | Null | Null | Null | Null | Null
0.05585 | 7 | 0.09737 | 17 | 0.4 | Null | Null | Null | Null | Null | Null | Null | Null | Null
0.05585 | 7 | 0.09737 | 17 | 0.5 | Null | Null | Null | Null | Null | Null | Null | Null | Null
0.05585 | 7 | 0.09737 | 17 | 0.6 | Null | Null | Null | Null | Null | Null | Null | Null | Null
0.05585 | 7 | 0.09737 | 17 | 0.7 | Null | Null | Null | Null | Null | Null | Null | Null | Null
0.05585 | 7 | 0.09737 | 17 | 0.8 | Null | Null | Null | Null | Null | Null | Null | Null | Null
0.05585 | 7 | 0.09737 | 17 | 0.9 | Null | Null | Null | Null | Null | Null | Null | Null | Null
0.05585 | 7 | 0.09737 | 17 | 1 | Null | Null | Null | Null | Null | Null | Null | Null | Null
0.05585 | 7 | 0.09737 | 17.5 | 0.15 | Null | Null | Null | Null | Null | Null | Null | Null | Null
0.05585 | 7 | 0.09737 | 17.5 | 0.2 | Null | Null | Null | Null | Null | Null | Null | Null | Null
0.05585 | 7 | 0.09737 | 17.5 | 0.3 | Null | Null | Null | Null | Null | Null | Null | Null | Null
0.05585 | 7 | 0.09737 | 17.5 | 0.4 | Null | Null | Null | Null | Null | Null | Null | Null | Null
0.05585 | 7 | 0.09737 | 17.5 | 0.5 | Null | Null | Null | Null | Null | Null | Null | Null | Null
0.05585 | 7 | 0.09737 | 17.5 | 0.6 | Null | Null | Null | Null | Null | Null | Null | Null | Null
0.05585 | 7 | 0.09737 | 17.5 | 0.7 | Null | Null | Null | Null | Null | Null | Null | Null | Null
0.05585 | 7 | 0.09737 | 17.5 | 0.8 | Null | Null | Null | Null | Null | Null | Null | Null | Null
0.05585 | 7 | 0.09737 | 17.5 | 0.9 | Null | Null | Null | Null | Null | Null | Null | Null | Null
0.05585 | 7 | 0.09737 | 17.5 | 1 | Null | Null | Null | Null | Null | Null | Null | Null | Null
0.05585 | 7 | 0.09737 | 18 | 0.15 | Null | Null | Null | Null | Null | Null | Null | Null | Null
0.05585 | 7 | 0.09737 | 18 | 0.2 | Null | Null | Null | Null | Null | Null | Null | Null | Null
0.05585 | 7 | 0.09737 | 18 | 0.3 | Null | Null | Null | Null | Null | Null | Null | Null | Null
0.05585 | 7 | 0.09737 | 18 | 0.4 | Null | Null | Null | Null | Null | Null | Null | Null | Null
0.05585 | 7 | 0.09737 | 18 | 0.5 | Null | Null | Null | Null | Null | Null | Null | Null | Null
0.05585 | 7 | 0.09737 | 18 | 0.6 | Null | Null | Null | Null | Null | Null | Null | Null | Null
0.05585 | 7 | 0.09737 | 18 | 0.7 | Null | Null | Null | Null | Null | Null | Null | Null | Null
0.05585 | 7 | 0.09737 | 18 | 0.8 | Null | Null | Null | Null | Null | Null | Null | Null | Null
0.05585 | 7 | 0.09737 | 18 | 0.9 | Null | Null | Null | Null | Null | Null | Null | Null | Null
0.05585 | 7 | 0.09737 | 18 | 1 | Null | Null | Null | Null | Null | Null | Null | Null | Null
0.05585 | 7 | 0.09737 | 21 | 0.15 | Null | Null | Null | Null | Null | Null | Null | Null | Null
0.05585 | 7 | 0.09737 | 21 | 0.2 | Null | Null | Null | Null | Null | Null | Null | Null | Null
0.05585 | 7 | 0.09737 | 21 | 0.3 | Null | Null | Null | Null | Null | Null | Null | Null | Null
0.05585 | 7 | 0.09737 | 21 | 0.4 | Null | Null | Null | Null | Null | Null | Null | Null | Null
0.05585 | 7 | 0.09737 | 21 | 0.5 | Null | Null | Null | Null | Null | Null | Null | Null | Null
0.05585 | 7 | 0.09737 | 21 | 0.6 | Null | Null | Null | Null | Null | Null | Null | Null | Null
0.05585 | 7 | 0.09737 | 21 | 0.7 | Null | Null | Null | Null | Null | Null | Null | Null | Null
0.05585 | 7 | 0.09737 | 21 | 0.8 | Null | Null | Null | Null | Null | Null | Null | Null | Null
0.05585 | 7 | 0.09737 | 21 | 0.9 | Null | Null | Null | Null | Null | Null | Null | Null | Null
0.05585 | 7 | 0.09737 | 21 | 1 | Null | Null | Null | Null | Null | Null | Null | Null | Null
0.05585 | 7 | 0.09737 | 24 | 0.15 | Null | Null | Null | Null | Null | Null | Null | Null | Null
0.05585 | 7 | 0.09737 | 24 | 0.2 | Null | Null | Null | Null | Null | Null | Null | Null | Null
0.05585 | 7 | 0.09737 | 24 | 0.3 | Null | Null | Null | Null | Null | Null | Null | Null | Null
0.05585 | 7 | 0.09737 | 24 | 0.4 | Null | Null | Null | Null | Null | Null | Null | Null | Null
0.05585 | 7 | 0.09737 | 24 | 0.5 | Null | Null | Null | Null | Null | Null | Null | Null | Null
0.05585 | 7 | 0.09737 | 24 | 0.6 | Null | Null | Null | Null | Null | Null | Null | Null | Null
0.05585 | 7 | 0.09737 | 24 | 0.7 | Null | Null | Null | Null | Null | Null | Null | Null | Null
0.05585 | 7 | 0.09737 | 24 | 0.8 | Null | Null | Null | Null | Null | Null | Null | Null | Null
0.05585 | 7 | 0.09737 | 24 | 0.9 | Null | Null | Null | Null | Null | Null | Null | Null | Null
0.05585 | 7 | 0.09737 | 24 | 1 | Null | Null | Null | Null | Null | Null | Null | Null | Null
0.05585 | 7 | 0.09737 | 27 | 0.15 | Null | Null | Null | Null | Null | Null | Null | Null | Null
0.05585 | 7 | 0.09737 | 27 | 0.2 | Null | Null | Null | Null | Null | Null | Null | Null | Null
0.05585 | 7 | 0.09737 | 27 | 0.3 | Null | Null | Null | Null | Null | Null | Null | Null | Null
0.05585 | 7 | 0.09737 | 27 | 0.4 | Null | Null | Null | Null | Null | Null | Null | Null | Null
0.05585 | 7 | 0.09737 | 27 | 0.5 | Null | Null | Null | Null | Null | Null | Null | Null | Null
0.05585 | 7 | 0.09737 | 27 | 0.6 | Null | Null | Null | Null | Null | Null | Null | Null | Null
0.05585 | 7 | 0.09737 | 27 | 0.7 | Null | Null | Null | Null | Null | Null | Null | Null | Null
0.05585 | 7 | 0.09737 | 27 | 0.8 | Null | Null | Null | Null | Null | Null | Null | Null | Null
0.05585 | 7 | 0.09737 | 27 | 0.9 | Null | Null | Null | Null | Null | Null | Null | Null | Null
0.05585 | 7 | 0.09737 | 27 | 1 | Null | Null | Null | Null | Null | Null | Null | Null | Null
0.05585 | 7 | 0.09737 | 30 | 0.15 | Null | Null | Null | Null | Null | Null | Null | Null | Null
0.05585 | 7 | 0.09737 | 30 | 0.2 | Null | Null | Null | Null | Null | Null | Null | Null | Null
0.05585 | 7 | 0.09737 | 30 | 0.3 | Null | Null | Null | Null | Null | Null | Null | Null | Null
0.05585 | 7 | 0.09737 | 30 | 0.4 | Null | Null | Null | Null | Null | Null | Null | Null | Null
0.05585 | 7 | 0.09737 | 30 | 0.5 | Null | Null | Null | Null | Null | Null | Null | Null | Null
0.05585 | 7 | 0.09737 | 30 | 0.6 | Null | Null | Null | Null | Null | Null | Null | Null | Null
0.05585 | 7 | 0.09737 | 30 | 0.7 | Null | Null | Null | Null | Null | Null | Null | Null | Null
0.05585 | 7 | 0.09737 | 30 | 0.8 | Null | Null | Null | Null | Null | Null | Null | Null | Null
0.05585 | 7 | 0.09737 | 30 | 0.9 | Null | Null | Null | Null | Null | Null | Null | Null | Null
0.05585 | 7 | 0.09737 | 30 | 1 | Null | Null | Null | Null | Null | Null | Null | Null | Null
0.05585 | 7 | 0.115 | 10.5 | 0.15 | Null | Null | Null | Null | Null | Null | Null | Null | Null
0.05585 | 7 | 0.115 | 10.5 | 0.2 | Null | Null | Null | Null | Null | Null | Null | Null | Null
0.05585 | 7 | 0.115 | 10.5 | 0.3 | Null | Null | Null | Null | Null | Null | Null | Null | Null
0.05585 | 7 | 0.115 | 10.5 | 0.4 | Null | Null | Null | Null | Null | Null | Null | Null | Null
0.05585 | 7 | 0.115 | 10.5 | 0.5 | Null | Null | Null | Null | Null | Null | Null | Null | Null
0.05585 | 7 | 0.115 | 10.5 | 0.6 | Null | Null | Null | Null | Null | Null | Null | Null | Null
0.05585 | 7 | 0.115 | 10.5 | 0.7 | Null | Null | Null | Null | Null | Null | Null | Null | Null
0.05585 | 7 | 0.115 | 10.5 | 0.8 | Null | Null | Null | Null | Null | Null | Null | Null | Null
0.05585 | 7 | 0.115 | 10.5 | 0.9 | Null | Null | Null | Null | Null | Null | Null | Null | Null
0.05585 | 7 | 0.115 | 10.5 | 1 | Null | Null | Null | Null | Null | Null | Null | Null | Null
0.05585 | 7 | 0.115 | 11 | 0.15 | Null | Null | Null | Null | Null | Null | Null | Null | Null
0.05585 | 7 | 0.115 | 11 | 0.2 | Null | Null | Null | Null | Null | Null | Null | Null | Null
0.05585 | 7 | 0.115 | 11 | 0.3 | Null | Null | Null | Null | Null | Null | Null | Null | Null
0.05585 | 7 | 0.115 | 11 | 0.4 | Null | Null | Null | Null | Null | Null | Null | Null | Null
0.05585 | 7 | 0.115 | 11 | 0.5 | Null | Null | Null | Null | Null | Null | Null | Null | Null
0.05585 | 7 | 0.115 | 11 | 0.6 | Null | Null | Null | Null | Null | Null | Null | Null | Null
0.05585 | 7 | 0.115 | 11 | 0.7 | Null | Null | Null | Null | Null | Null | Null | Null | Null
0.05585 | 7 | 0.115 | 11 | 0.8 | Null | Null | Null | Null | Null | Null | Null | Null | Null
0.05585 | 7 | 0.115 | 11 | 0.9 | Null | Null | Null | Null | Null | Null | Null | Null | Null
0.05585 | 7 | 0.115 | 11 | 1 | Null | Null | Null | Null | Null | Null | Null | Null | Null
0.05585 | 7 | 0.115 | 11.5 | 0.15 | Null | Null | Null | Null | Null | Null | Null | Null | Null
0.05585 | 7 | 0.115 | 11.5 | 0.2 | Null | Null | Null | Null | Null | Null | Null | Null | Null
0.05585 | 7 | 0.115 | 11.5 | 0.3 | Null | Null | Null | Null | Null | Null | Null | Null | Null
0.05585 | 7 | 0.115 | 11.5 | 0.4 | Null | Null | Null | Null | Null | Null | Null | Null | Null
0.05585 | 7 | 0.115 | 11.5 | 0.5 | Null | Null | Null | Null | Null | Null | Null | Null | Null
0.05585 | 7 | 0.115 | 11.5 | 0.6 | Null | Null | Null | Null | Null | Null | Null | Null | Null
0.05585 | 7 | 0.115 | 11.5 | 0.7 | Null | Null | Null | Null | Null | Null | Null | Null | Null
0.05585 | 7 | 0.115 | 11.5 | 0.8 | Null | Null | Null | Null | Null | Null | Null | Null | Null
0.05585 | 7 | 0.115 | 11.5 | 0.9 | Null | Null | Null | Null | Null | Null | Null | Null | Null
0.05585 | 7 | 0.115 | 11.5 | 1 | Null | Null | Null | Null | Null | Null | Null | Null | Null
0.05585 | 7 | 0.115 | 12 | 0.15 | Null | Null | Null | Null | Null | Null | Null | Null | Null
0.05585 | 7 | 0.115 | 12 | 0.2 | Null | Null | Null | Null | Null | Null | Null | Null | Null
0.05585 | 7 | 0.115 | 12 | 0.3 | Null | Null | Null | Null | Null | Null | Null | Null | Null
0.05585 | 7 | 0.115 | 12 | 0.4 | Null | Null | Null | Null | Null | Null | Null | Null | Null
0.05585 | 7 | 0.115 | 12 | 0.5 | Null | Null | Null | Null | Null | Null | Null | Null | Null
0.05585 | 7 | 0.115 | 12 | 0.6 | Null | Null | Null | Null | Null | Null | Null | Null | Null
0.05585 | 7 | 0.115 | 12 | 0.7 | Null | Null | Null | Null | Null | Null | Null | Null | Null
0.05585 | 7 | 0.115 | 12 | 0.8 | Null | Null | Null | Null | Null | Null | Null | Null | Null
0.05585 | 7 | 0.115 | 12 | 0.9 | Null | Null | Null | Null | Null | Null | Null | Null | Null
0.05585 | 7 | 0.115 | 12 | 1 | Null | Null | Null | Null | Null | Null | Null | Null | Null
0.05585 | 7 | 0.115 | 12.5 | 0.15 | Null | Null | Null | Null | Null | Null | Null | Null | Null
0.05585 | 7 | 0.115 | 12.5 | 0.2 | Null | Null | Null | Null | Null | Null | Null | Null | Null
0.05585 | 7 | 0.115 | 12.5 | 0.3 | Null | Null | Null | Null | Null | Null | Null | Null | Null
0.05585 | 7 | 0.115 | 12.5 | 0.4 | Null | Null | Null | Null | Null | Null | Null | Null | Null
0.05585 | 7 | 0.115 | 12.5 | 0.5 | Null | Null | Null | Null | Null | Null | Null | Null | Null
0.05585 | 7 | 0.115 | 12.5 | 0.6 | Null | Null | Null | Null | Null | Null | Null | Null | Null
0.05585 | 7 | 0.115 | 12.5 | 0.7 | Null | Null | Null | Null | Null | Null | Null | Null | Null
0.05585 | 7 | 0.115 | 12.5 | 0.8 | Null | Null | Null | Null | Null | Null | Null | Null | Null
0.05585 | 7 | 0.115 | 12.5 | 0.9 | Null | Null | Null | Null | Null | Null | Null | Null | Null
0.05585 | 7 | 0.115 | 12.5 | 1 | Null | Null | Null | Null | Null | Null | Null | Null | Null
0.05585 | 7 | 0.115 | 13 | 0.15 | Null | Null | Null | Null | Null | Null | Null | Null | Null
0.05585 | 7 | 0.115 | 13 | 0.2 | Null | Null | Null | Null | Null | Null | Null | Null | Null
0.05585 | 7 | 0.115 | 13 | 0.3 | Null | Null | Null | Null | Null | Null | Null | Null | Null
0.05585 | 7 | 0.115 | 13 | 0.4 | Null | Null | Null | Null | Null | Null | Null | Null | Null
0.05585 | 7 | 0.115 | 13 | 0.5 | Null | Null | Null | Null | Null | Null | Null | Null | Null
0.05585 | 7 | 0.115 | 13 | 0.6 | Null | Null | Null | Null | Null | Null | Null | Null | Null
0.05585 | 7 | 0.115 | 13 | 0.7 | Null | Null | Null | Null | Null | Null | Null | Null | Null
0.05585 | 7 | 0.115 | 13 | 0.8 | Null | Null | Null | Null | Null | Null | Null | Null | Null
0.05585 | 7 | 0.115 | 13 | 0.9 | Null | Null | Null | Null | Null | Null | Null | Null | Null
0.05585 | 7 | 0.115 | 13 | 1 | Null | Null | Null | Null | Null | Null | Null | Null | Null
0.05585 | 7 | 0.115 | 13.5 | 0.15 | Null | Null | Null | Null | Null | Null | Null | Null | Null
0.05585 | 7 | 0.115 | 13.5 | 0.2 | Null | Null | Null | Null | Null | Null | Null | Null | Null
0.05585 | 7 | 0.115 | 13.5 | 0.3 | Null | Null | Null | Null | Null | Null | Null | Null | Null
0.05585 | 7 | 0.115 | 13.5 | 0.4 | Null | Null | Null | Null | Null | Null | Null | Null | Null
0.05585 | 7 | 0.115 | 13.5 | 0.5 | Null | Null | Null | Null | Null | Null | Null | Null | Null
0.05585 | 7 | 0.115 | 13.5 | 0.6 | Null | Null | Null | Null | Null | Null | Null | Null | Null
0.05585 | 7 | 0.115 | 13.5 | 0.7 | Null | Null | Null | Null | Null | Null | Null | Null | Null
0.05585 | 7 | 0.115 | 13.5 | 0.8 | Null | Null | Null | Null | Null | Null | Null | Null | Null
0.05585 | 7 | 0.115 | 13.5 | 0.9 | Null | Null | Null | Null | Null | Null | Null | Null | Null
0.05585 | 7 | 0.115 | 13.5 | 1 | Null | Null | Null | Null | Null | Null | Null | Null | Null
0.05585 | 7 | 0.115 | 14 | 0.15 | Null | Null | Null | Null | Null | Null | Null | Null | Null
0.05585 | 7 | 0.115 | 14 | 0.2 | Null | Null | Null | Null | Null | Null | Null | Null | Null
0.05585 | 7 | 0.115 | 14 | 0.3 | Null | Null | Null | Null | Null | Null | Null | Null | Null
0.05585 | 7 | 0.115 | 14 | 0.4 | Null | Null | Null | Null | Null | Null | Null | Null | Null
0.05585 | 7 | 0.115 | 14 | 0.5 | Null | Null | Null | Null | Null | Null | Null | Null | Null
0.05585 | 7 | 0.115 | 14 | 0.6 | Null | Null | Null | Null | Null | Null | Null | Null | Null
0.05585 | 7 | 0.115 | 14 | 0.7 | Null | Null | Null | Null | Null | Null | Null | Null | Null
0.05585 | 7 | 0.115 | 14 | 0.8 | Null | Null | Null | Null | Null | Null | Null | Null | Null
0.05585 | 7 | 0.115 | 14 | 0.9 | Null | Null | Null | Null | Null | Null | Null | Null | Null
0.05585 | 7 | 0.115 | 14 | 1 | Null | Null | Null | Null | Null | Null | Null | Null | Null
0.05585 | 7 | 0.115 | 14.5 | 0.15 | Null | Null | Null | Null | Null | Null | Null | Null | Null
0.05585 | 7 | 0.115 | 14.5 | 0.2 | Null | Null | Null | Null | Null | Null | Null | Null | Null
0.05585 | 7 | 0.115 | 14.5 | 0.3 | Null | Null | Null | Null | Null | Null | Null | Null | Null
0.05585 | 7 | 0.115 | 14.5 | 0.4 | Null | Null | Null | Null | Null | Null | Null | Null | Null
0.05585 | 7 | 0.115 | 14.5 | 0.5 | Null | Null | Null | Null | Null | Null | Null | Null | Null
0.05585 | 7 | 0.115 | 14.5 | 0.6 | Null | Null | Null | Null | Null | Null | Null | Null | Null
0.05585 | 7 | 0.115 | 14.5 | 0.7 | Null | Null | Null | Null | Null | Null | Null | Null | Null
0.05585 | 7 | 0.115 | 14.5 | 0.8 | Null | Null | Null | Null | Null | Null | Null | Null | Null
0.05585 | 7 | 0.115 | 14.5 | 0.9 | Null | Null | Null | Null | Null | Null | Null | Null | Null
0.05585 | 7 | 0.115 | 14.5 | 1 | Null | Null | Null | Null | Null | Null | Null | Null | Null
0.05585 | 7 | 0.115 | 15 | 0.15 | Null | Null | Null | Null | Null | Null | Null | Null | Null
0.05585 | 7 | 0.115 | 15 | 0.2 | Null | Null | Null | Null | Null | Null | Null | Null | Null
0.05585 | 7 | 0.115 | 15 | 0.3 | Null | Null | Null | Null | Null | Null | Null | Null | Null
0.05585 | 7 | 0.115 | 15 | 0.4 | Null | Null | Null | Null | Null | Null | Null | Null | Null
0.05585 | 7 | 0.115 | 15 | 0.5 | Null | Null | Null | Null | Null | Null | Null | Null | Null
0.05585 | 7 | 0.115 | 15 | 0.6 | Null | Null | Null | Null | Null | Null | Null | Null | Null
0.05585 | 7 | 0.115 | 15 | 0.7 | Null | Null | Null | Null | Null | Null | Null | Null | Null
0.05585 | 7 | 0.115 | 15 | 0.8 | Null | Null | Null | Null | Null | Null | Null | Null | Null
0.05585 | 7 | 0.115 | 15 | 0.9 | Null | Null | Null | Null | Null | Null | Null | Null | Null
0.05585 | 7 | 0.115 | 15 | 1 | Null | Null | Null | Null | Null | Null | Null | Null | Null
0.05585 | 7 | 0.115 | 15.5 | 0.15 | Null | Null | Null | Null | Null | Null | Null | Null | Null
0.05585 | 7 | 0.115 | 15.5 | 0.2 | Null | Null | Null | Null | Null | Null | Null | Null | Null
0.05585 | 7 | 0.115 | 15.5 | 0.3 | Null | Null | Null | Null | Null | Null | Null | Null | Null
0.05585 | 7 | 0.115 | 15.5 | 0.4 | Null | Null | Null | Null | Null | Null | Null | Null | Null
0.05585 | 7 | 0.115 | 15.5 | 0.5 | Null | Null | Null | Null | Null | Null | Null | Null | Null
0.05585 | 7 | 0.115 | 15.5 | 0.6 | Null | Null | Null | Null | Null | Null | Null | Null | Null
0.05585 | 7 | 0.115 | 15.5 | 0.7 | Null | Null | Null | Null | Null | Null | Null | Null | Null
0.05585 | 7 | 0.115 | 15.5 | 0.8 | Null | Null | Null | Null | Null | Null | Null | Null | Null
0.05585 | 7 | 0.115 | 15.5 | 0.9 | Null | Null | Null | Null | Null | Null | Null | Null | Null
0.05585 | 7 | 0.115 | 15.5 | 1 | Null | Null | Null | Null | Null | Null | Null | Null | Null
0.05585 | 7 | 0.115 | 16 | 0.15 | Null | Null | Null | Null | Null | Null | Null | Null | Null
0.05585 | 7 | 0.115 | 16 | 0.2 | Null | Null | Null | Null | Null | Null | Null | Null | Null
0.05585 | 7 | 0.115 | 16 | 0.3 | Null | Null | Null | Null | Null | Null | Null | Null | Null
0.05585 | 7 | 0.115 | 16 | 0.4 | Null | Null | Null | Null | Null | Null | Null | Null | Null
0.05585 | 7 | 0.115 | 16 | 0.5 | Null | Null | Null | Null | Null | Null | Null | Null | Null
0.05585 | 7 | 0.115 | 16 | 0.6 | Null | Null | Null | Null | Null | Null | Null | Null | Null
0.05585 | 7 | 0.115 | 16 | 0.7 | Null | Null | Null | Null | Null | Null | Null | Null | Null
0.05585 | 7 | 0.115 | 16 | 0.8 | Null | Null | Null | Null | Null | Null | Null | Null | Null
0.05585 | 7 | 0.115 | 16 | 0.9 | Null | Null | Null | Null | Null | Null | Null | Null | Null
0.05585 | 7 | 0.115 | 16 | 1 | Null | Null | Null | Null | Null | Null | Null | Null | Null
0.05585 | 7 | 0.115 | 16.5 | 0.15 | Null | Null | Null | Null | Null | Null | Null | Null | Null
0.05585 | 7 | 0.115 | 16.5 | 0.2 | Null | Null | Null | Null | Null | Null | Null | Null | Null
0.05585 | 7 | 0.115 | 16.5 | 0.3 | Null | Null | Null | Null | Null | Null | Null | Null | Null
0.05585 | 7 | 0.115 | 16.5 | 0.4 | Null | Null | Null | Null | Null | Null | Null | Null | Null
0.05585 | 7 | 0.115 | 16.5 | 0.5 | Null | Null | Null | Null | Null | Null | Null | Null | Null
0.05585 | 7 | 0.115 | 16.5 | 0.6 | Null | Null | Null | Null | Null | Null | Null | Null | Null
0.05585 | 7 | 0.115 | 16.5 | 0.7 | Null | Null | Null | Null | Null | Null | Null | Null | Null
0.05585 | 7 | 0.115 | 16.5 | 0.8 | Null | Null | Null | Null | Null | Null | Null | Null | Null
0.05585 | 7 | 0.115 | 16.5 | 0.9 | Null | Null | Null | Null | Null | Null | Null | Null | Null
0.05585 | 7 | 0.115 | 16.5 | 1 | Null | Null | Null | Null | Null | Null | Null | Null | Null
0.05585 | 7 | 0.115 | 17 | 0.15 | Null | Null | Null | Null | Null | Null | Null | Null | Null
0.05585 | 7 | 0.115 | 17 | 0.2 | Null | Null | Null | Null | Null | Null | Null | Null | Null
0.05585 | 7 | 0.115 | 17 | 0.3 | Null | Null | Null | Null | Null | Null | Null | Null | Null
0.05585 | 7 | 0.115 | 17 | 0.4 | Null | Null | Null | Null | Null | Null | Null | Null | Null
0.05585 | 7 | 0.115 | 17 | 0.5 | Null | Null | Null | Null | Null | Null | Null | Null | Null
0.05585 | 7 | 0.115 | 17 | 0.6 | Null | Null | Null | Null | Null | Null | Null | Null | Null
0.05585 | 7 | 0.115 | 17 | 0.7 | Null | Null | Null | Null | Null | Null | Null | Null | Null
0.05585 | 7 | 0.115 | 17 | 0.8 | Null | Null | Null | Null | Null | Null | Null | Null | Null
0.05585 | 7 | 0.115 | 17 | 0.9 | Null | Null | Null | Null | Null | Null | Null | Null | Null
0.05585 | 7 | 0.115 | 17 | 1 | Null | Null | Null | Null | Null | Null | Null | Null | Null
0.05585 | 7 | 0.115 | 17.5 | 0.15 | Null | Null | Null | Null | Null | Null | Null | Null | Null
0.05585 | 7 | 0.115 | 17.5 | 0.2 | Null | Null | Null | Null | Null | Null | Null | Null | Null
0.05585 | 7 | 0.115 | 17.5 | 0.3 | Null | Null | Null | Null | Null | Null | Null | Null | Null
0.05585 | 7 | 0.115 | 17.5 | 0.4 | Null | Null | Null | Null | Null | Null | Null | Null | Null
0.05585 | 7 | 0.115 | 17.5 | 0.5 | Null | Null | Null | Null | Null | Null | Null | Null | Null
0.05585 | 7 | 0.115 | 17.5 | 0.6 | Null | Null | Null | Null | Null | Null | Null | Null | Null
0.05585 | 7 | 0.115 | 17.5 | 0.7 | Null | Null | Null | Null | Null | Null | Null | Null | Null
0.05585 | 7 | 0.115 | 17.5 | 0.8 | Null | Null | Null | Null | Null | Null | Null | Null | Null
0.05585 | 7 | 0.115 | 17.5 | 0.9 | Null | Null | Null | Null | Null | Null | Null | Null | Null
0.05585 | 7 | 0.115 | 17.5 | 1 | Null | Null | Null | Null | Null | Null | Null | Null | Null
0.05585 | 7 | 0.115 | 18 | 0.15 | Null | Null | Null | Null | Null | Null | Null | Null | Null
0.05585 | 7 | 0.115 | 18 | 0.2 | Null | Null | Null | Null | Null | Null | Null | Null | Null
0.05585 | 7 | 0.115 | 18 | 0.3 | Null | Null | Null | Null | Null | Null | Null | Null | Null
0.05585 | 7 | 0.115 | 18 | 0.4 | Null | Null | Null | Null | Null | Null | Null | Null | Null
0.05585 | 7 | 0.115 | 18 | 0.5 | Null | Null | Null | Null | Null | Null | Null | Null | Null
0.05585 | 7 | 0.115 | 18 | 0.6 | Null | Null | Null | Null | Null | Null | Null | Null | Null
0.05585 | 7 | 0.115 | 18 | 0.7 | Null | Null | Null | Null | Null | Null | Null | Null | Null
0.05585 | 7 | 0.115 | 18 | 0.8 | Null | Null | Null | Null | Null | Null | Null | Null | Null
0.05585 | 7 | 0.115 | 18 | 0.9 | Null | Null | Null | Null | Null | Null | Null | Null | Null
0.05585 | 7 | 0.115 | 18 | 1 | Null | Null | Null | Null | Null | Null | Null | Null | Null
0.05585 | 7 | 0.115 | 21 | 0.15 | Null | Null | Null | Null | Null | Null | Null | Null | Null
0.05585 | 7 | 0.115 | 21 | 0.2 | Null | Null | Null | Null | Null | Null | Null | Null | Null
0.05585 | 7 | 0.115 | 21 | 0.3 | Null | Null | Null | Null | Null | Null | Null | Null | Null
0.05585 | 7 | 0.115 | 21 | 0.4 | Null | Null | Null | Null | Null | Null | Null | Null | Null
0.05585 | 7 | 0.115 | 21 | 0.5 | Null | Null | Null | Null | Null | Null | Null | Null | Null
0.05585 | 7 | 0.115 | 21 | 0.6 | Null | Null | Null | Null | Null | Null | Null | Null | Null
0.05585 | 7 | 0.115 | 21 | 0.7 | Null | Null | Null | Null | Null | Null | Null | Null | Null
0.05585 | 7 | 0.115 | 21 | 0.8 | Null | Null | Null | Null | Null | Null | Null | Null | Null
0.05585 | 7 | 0.115 | 21 | 0.9 | Null | Null | Null | Null | Null | Null | Null | Null | Null
0.05585 | 7 | 0.115 | 21 | 1 | Null | Null | Null | Null | Null | Null | Null | Null | Null
0.05585 | 7 | 0.115 | 24 | 0.15 | Null | Null | Null | Null | Null | Null | Null | Null | Null
0.05585 | 7 | 0.115 | 24 | 0.2 | Null | Null | Null | Null | Null | Null | Null | Null | Null
0.05585 | 7 | 0.115 | 24 | 0.3 | Null | Null | Null | Null | Null | Null | Null | Null | Null
0.05585 | 7 | 0.115 | 24 | 0.4 | Null | Null | Null | Null | Null | Null | Null | Null | Null
0.05585 | 7 | 0.115 | 24 | 0.5 | Null | Null | Null | Null | Null | Null | Null | Null | Null
0.05585 | 7 | 0.115 | 24 | 0.6 | Null | Null | Null | Null | Null | Null | Null | Null | Null
0.05585 | 7 | 0.115 | 24 | 0.7 | Null | Null | Null | Null | Null | Null | Null | Null | Null
0.05585 | 7 | 0.115 | 24 | 0.8 | Null | Null | Null | Null | Null | Null | Null | Null | Null
0.05585 | 7 | 0.115 | 24 | 0.9 | Null | Null | Null | Null | Null | Null | Null | Null | Null
0.05585 | 7 | 0.115 | 24 | 1 | Null | Null | Null | Null | Null | Null | Null | Null | Null
0.05585 | 7 | 0.115 | 27 | 0.15 | Null | Null | Null | Null | Null | Null | Null | Null | Null
0.05585 | 7 | 0.115 | 27 | 0.2 | Null | Null | Null | Null | Null | Null | Null | Null | Null
0.05585 | 7 | 0.115 | 27 | 0.3 | Null | Null | Null | Null | Null | Null | Null | Null | Null
0.05585 | 7 | 0.115 | 27 | 0.4 | Null | Null | Null | Null | Null | Null | Null | Null | Null
0.05585 | 7 | 0.115 | 27 | 0.5 | Null | Null | Null | Null | Null | Null | Null | Null | Null
0.05585 | 7 | 0.115 | 27 | 0.6 | Null | Null | Null | Null | Null | Null | Null | Null | Null
0.05585 | 7 | 0.115 | 27 | 0.7 | Null | Null | Null | Null | Null | Null | Null | Null | Null
0.05585 | 7 | 0.115 | 27 | 0.8 | Null | Null | Null | Null | Null | Null | Null | Null | Null
0.05585 | 7 | 0.115 | 27 | 0.9 | Null | Null | Null | Null | Null | Null | Null | Null | Null
0.05585 | 7 | 0.115 | 27 | 1 | Null | Null | Null | Null | Null | Null | Null | Null | Null
0.05585 | 7 | 0.115 | 30 | 0.15 | Null | Null | Null | Null | Null | Null | Null | Null | Null
0.05585 | 7 | 0.115 | 30 | 0.2 | Null | Null | Null | Null | Null | Null | Null | Null | Null
0.05585 | 7 | 0.115 | 30 | 0.3 | Null | Null | Null | Null | Null | Null | Null | Null | Null
0.05585 | 7 | 0.115 | 30 | 0.4 | Null | Null | Null | Null | Null | Null | Null | Null | Null
0.05585 | 7 | 0.115 | 30 | 0.5 | Null | Null | Null | Null | Null | Null | Null | Null | Null
0.05585 | 7 | 0.115 | 30 | 0.6 | Null | Null | Null | Null | Null | Null | Null | Null | Null
0.05585 | 7 | 0.115 | 30 | 0.7 | Null | Null | Null | Null | Null | Null | Null | Null | Null
0.05585 | 7 | 0.115 | 30 | 0.8 | Null | Null | Null | Null | Null | Null | Null | Null | Null
0.05585 | 7 | 0.115 | 30 | 0.9 | Null | Null | Null | Null | Null | Null | Null | Null | Null
0.05585 | 7 | 0.115 | 30 | 1 | Null | Null | Null | Null | Null | Null | Null | Null | Null
0.05585 | 9 | 0.00115 | 10.5 | 0.15 | Null | Null | Null | Null | Null | Null | Null | Null | Null
0.05585 | 9 | 0.00115 | 10.5 | 0.2 | Null | Null | Null | Null | Null | Null | Null | Null | Null
0.05585 | 9 | 0.00115 | 10.5 | 0.3 | Null | Null | Null | Null | Null | Null | Null | Null | Null
0.05585 | 9 | 0.00115 | 10.5 | 0.4 | Null | Null | Null | Null | Null | Null | Null | Null | Null
0.05585 | 9 | 0.00115 | 10.5 | 0.5 | Null | Null | Null | Null | Null | Null | Null | Null | Null
0.05585 | 9 | 0.00115 | 10.5 | 0.6 | Null | Null | Null | Null | Null | Null | Null | Null | Null
0.05585 | 9 | 0.00115 | 10.5 | 0.7 | Null | Null | Null | Null | Null | Null | Null | Null | Null
0.05585 | 9 | 0.00115 | 10.5 | 0.8 | Null | Null | Null | Null | Null | Null | Null | Null | Null
0.05585 | 9 | 0.00115 | 10.5 | 0.9 | Null | Null | Null | Null | Null | Null | Null | Null | Null
0.05585 | 9 | 0.00115 | 10.5 | 1 | Null | Null | Null | Null | Null | Null | Null | Null | Null
0.05585 | 9 | 0.00115 | 11 | 0.15 | Null | Null | Null | Null | Null | Null | Null | Null | Null
0.05585 | 9 | 0.00115 | 11 | 0.2 | Null | Null | Null | Null | Null | Null | Null | Null | Null
0.05585 | 9 | 0.00115 | 11 | 0.3 | Null | Null | Null | Null | Null | Null | Null | Null | Null
0.05585 | 9 | 0.00115 | 11 | 0.4 | Null | Null | Null | Null | Null | Null | Null | Null | Null
0.05585 | 9 | 0.00115 | 11 | 0.5 | Null | Null | Null | Null | Null | Null | Null | Null | Null
0.05585 | 9 | 0.00115 | 11 | 0.6 | Null | Null | Null | Null | Null | Null | Null | Null | Null
0.05585 | 9 | 0.00115 | 11 | 0.7 | Null | Null | Null | Null | Null | Null | Null | Null | Null
0.05585 | 9 | 0.00115 | 11 | 0.8 | Null | Null | Null | Null | Null | Null | Null | Null | Null
0.05585 | 9 | 0.00115 | 11 | 0.9 | Null | Null | Null | Null | Null | Null | Null | Null | Null
0.05585 | 9 | 0.00115 | 11 | 1 | Null | Null | Null | Null | Null | Null | Null | Null | Null
0.05585 | 9 | 0.00115 | 11.5 | 0.15 | Null | Null | Null | Null | Null | Null | Null | Null | Null
0.05585 | 9 | 0.00115 | 11.5 | 0.2 | Null | Null | Null | Null | Null | Null | Null | Null | Null
0.05585 | 9 | 0.00115 | 11.5 | 0.3 | Null | Null | Null | Null | Null | Null | Null | Null | Null
0.05585 | 9 | 0.00115 | 11.5 | 0.4 | Null | Null | Null | Null | Null | Null | Null | Null | Null
0.05585 | 9 | 0.00115 | 11.5 | 0.5 | Null | Null | Null | Null | Null | Null | Null | Null | Null
0.05585 | 9 | 0.00115 | 11.5 | 0.6 | Null | Null | Null | Null | Null | Null | Null | Null | Null
0.05585 | 9 | 0.00115 | 11.5 | 0.7 | Null | Null | Null | Null | Null | Null | Null | Null | Null
0.05585 | 9 | 0.00115 | 11.5 | 0.8 | Null | Null | Null | Null | Null | Null | Null | Null | Null
0.05585 | 9 | 0.00115 | 11.5 | 0.9 | Null | Null | Null | Null | Null | Null | Null | Null | Null
0.05585 | 9 | 0.00115 | 11.5 | 1 | Null | Null | Null | Null | Null | Null | Null | Null | Null
0.05585 | 9 | 0.00115 | 12 | 0.15 | Null | Null | Null | Null | Null | Null | Null | Null | Null
0.05585 | 9 | 0.00115 | 12 | 0.2 | Null | Null | Null | Null | Null | Null | Null | Null | Null
0.05585 | 9 | 0.00115 | 12 | 0.3 | Null | Null | Null | Null | Null | Null | Null | Null | Null
0.05585 | 9 | 0.00115 | 12 | 0.4 | Null | Null | Null | Null | Null | Null | Null | Null | Null
0.05585 | 9 | 0.00115 | 12 | 0.5 | Null | Null | Null | Null | Null | Null | Null | Null | Null
0.05585 | 9 | 0.00115 | 12 | 0.6 | Null | Null | Null | Null | Null | Null | Null | Null | Null
0.05585 | 9 | 0.00115 | 12 | 0.7 | Null | Null | Null | Null | Null | Null | Null | Null | Null
0.05585 | 9 | 0.00115 | 12 | 0.8 | Null | Null | Null | Null | Null | Null | Null | Null | Null
0.05585 | 9 | 0.00115 | 12 | 0.9 | Null | Null | Null | Null | Null | Null | Null | Null | Null
0.05585 | 9 | 0.00115 | 12 | 1 | Null | Null | Null | Null | Null | Null | Null | Null | Null
0.05585 | 9 | 0.00115 | 12.5 | 0.15 | Null | Null | Null | Null | Null | Null | Null | Null | Null
0.05585 | 9 | 0.00115 | 12.5 | 0.2 | Null | Null | Null | Null | Null | Null | Null | Null | Null
0.05585 | 9 | 0.00115 | 12.5 | 0.3 | Null | Null | Null | Null | Null | Null | Null | Null | Null
0.05585 | 9 | 0.00115 | 12.5 | 0.4 | Null | Null | Null | Null | Null | Null | Null | Null | Null
0.05585 | 9 | 0.00115 | 12.5 | 0.5 | Null | Null | Null | Null | Null | Null | Null | Null | Null
0.05585 | 9 | 0.00115 | 12.5 | 0.6 | Null | Null | Null | Null | Null | Null | Null | Null | Null
0.05585 | 9 | 0.00115 | 12.5 | 0.7 | Null | Null | Null | Null | Null | Null | Null | Null | Null
0.05585 | 9 | 0.00115 | 12.5 | 0.8 | Null | Null | Null | Null | Null | Null | Null | Null | Null
0.05585 | 9 | 0.00115 | 12.5 | 0.9 | Null | Null | Null | Null | Null | Null | Null | Null | Null
0.05585 | 9 | 0.00115 | 12.5 | 1 | Null | Null | Null | Null | Null | Null | Null | Null | Null
0.05585 | 9 | 0.00115 | 13 | 0.15 | Null | Null | Null | Null | Null | Null | Null | Null | Null
0.05585 | 9 | 0.00115 | 13 | 0.2 | Null | Null | Null | Null | Null | Null | Null | Null | Null
0.05585 | 9 | 0.00115 | 13 | 0.3 | Null | Null | Null | Null | Null | Null | Null | Null | Null
0.05585 | 9 | 0.00115 | 13 | 0.4 | Null | Null | Null | Null | Null | Null | Null | Null | Null
0.05585 | 9 | 0.00115 | 13 | 0.5 | Null | Null | Null | Null | Null | Null | Null | Null | Null
0.05585 | 9 | 0.00115 | 13 | 0.6 | Null | Null | Null | Null | Null | Null | Null | Null | Null
0.05585 | 9 | 0.00115 | 13 | 0.7 | Null | Null | Null | Null | Null | Null | Null | Null | Null
0.05585 | 9 | 0.00115 | 13 | 0.8 | Null | Null | Null | Null | Null | Null | Null | Null | Null
0.05585 | 9 | 0.00115 | 13 | 0.9 | Null | Null | Null | Null | Null | Null | Null | Null | Null
0.05585 | 9 | 0.00115 | 13 | 1 | Null | Null | Null | Null | Null | Null | Null | Null | Null
0.05585 | 9 | 0.00115 | 13.5 | 0.15 | Null | Null | Null | Null | Null | Null | Null | Null | Null
0.05585 | 9 | 0.00115 | 13.5 | 0.2 | Null | Null | Null | Null | Null | Null | Null | Null | Null
0.05585 | 9 | 0.00115 | 13.5 | 0.3 | Null | Null | Null | Null | Null | Null | Null | Null | Null
0.05585 | 9 | 0.00115 | 13.5 | 0.4 | Null | Null | Null | Null | Null | Null | Null | Null | Null
0.05585 | 9 | 0.00115 | 13.5 | 0.5 | Null | Null | Null | Null | Null | Null | Null | Null | Null
0.05585 | 9 | 0.00115 | 13.5 | 0.6 | Null | Null | Null | Null | Null | Null | Null | Null | Null
0.05585 | 9 | 0.00115 | 13.5 | 0.7 | Null | Null | Null | Null | Null | Null | Null | Null | Null
0.05585 | 9 | 0.00115 | 13.5 | 0.8 | Null | Null | Null | Null | Null | Null | Null | Null | Null
0.05585 | 9 | 0.00115 | 13.5 | 0.9 | Null | Null | Null | Null | Null | Null | Null | Null | Null
0.05585 | 9 | 0.00115 | 13.5 | 1 | Null | Null | Null | Null | Null | Null | Null | Null | Null
0.05585 | 9 | 0.00115 | 14 | 0.15 | Null | Null | Null | Null | Null | Null | Null | Null | Null
0.05585 | 9 | 0.00115 | 14 | 0.2 | Null | Null | Null | Null | Null | Null | Null | Null | Null
0.05585 | 9 | 0.00115 | 14 | 0.3 | Null | Null | Null | Null | Null | Null | Null | Null | Null
0.05585 | 9 | 0.00115 | 14 | 0.4 | Null | Null | Null | Null | Null | Null | Null | Null | Null
0.05585 | 9 | 0.00115 | 14 | 0.5 | Null | Null | Null | Null | Null | Null | Null | Null | Null
0.05585 | 9 | 0.00115 | 14 | 0.6 | Null | Null | Null | Null | Null | Null | Null | Null | Null
0.05585 | 9 | 0.00115 | 14 | 0.7 | Null | Null | Null | Null | Null | Null | Null | Null | Null
0.05585 | 9 | 0.00115 | 14 | 0.8 | Null | Null | Null | Null | Null | Null | Null | Null | Null
0.05585 | 9 | 0.00115 | 14 | 0.9 | Null | Null | Null | Null | Null | Null | Null | Null | Null
0.05585 | 9 | 0.00115 | 14 | 1 | Null | Null | Null | Null | Null | Null | Null | Null | Null
0.05585 | 9 | 0.00115 | 14.5 | 0.15 | Null | Null | Null | Null | Null | Null | Null | Null | Null
0.05585 | 9 | 0.00115 | 14.5 | 0.2 | Null | Null | Null | Null | Null | Null | Null | Null | Null
0.05585 | 9 | 0.00115 | 14.5 | 0.3 | Null | Null | Null | Null | Null | Null | Null | Null | Null
0.05585 | 9 | 0.00115 | 14.5 | 0.4 | Null | Null | Null | Null | Null | Null | Null | Null | Null
0.05585 | 9 | 0.00115 | 14.5 | 0.5 | Null | Null | Null | Null | Null | Null | Null | Null | Null
0.05585 | 9 | 0.00115 | 14.5 | 0.6 | Null | Null | Null | Null | Null | Null | Null | Null | Null
0.05585 | 9 | 0.00115 | 14.5 | 0.7 | Null | Null | Null | Null | Null | Null | Null | Null | Null
0.05585 | 9 | 0.00115 | 14.5 | 0.8 | Null | Null | Null | Null | Null | Null | Null | Null | Null
0.05585 | 9 | 0.00115 | 14.5 | 0.9 | Null | Null | Null | Null | Null | Null | Null | Null | Null
0.05585 | 9 | 0.00115 | 14.5 | 1 | Null | Null | Null | Null | Null | Null | Null | Null | Null
0.05585 | 9 | 0.00115 | 15 | 0.15 | Null | Null | Null | Null | Null | Null | Null | Null | Null
0.05585 | 9 | 0.00115 | 15 | 0.2 | Null | Null | Null | Null | Null | Null | Null | Null | Null
0.05585 | 9 | 0.00115 | 15 | 0.3 | Null | Null | Null | Null | Null | Null | Null | Null | Null
0.05585 | 9 | 0.00115 | 15 | 0.4 | Null | Null | Null | Null | Null | Null | Null | Null | Null
0.05585 | 9 | 0.00115 | 15 | 0.5 | Null | Null | Null | Null | Null | Null | Null | Null | Null
0.05585 | 9 | 0.00115 | 15 | 0.6 | Null | Null | Null | Null | Null | Null | Null | Null | Null
0.05585 | 9 | 0.00115 | 15 | 0.7 | Null | Null | Null | Null | Null | Null | Null | Null | Null
0.05585 | 9 | 0.00115 | 15 | 0.8 | Null | Null | Null | Null | Null | Null | Null | Null | Null
0.05585 | 9 | 0.00115 | 15 | 0.9 | Null | Null | Null | Null | Null | Null | Null | Null | Null
0.05585 | 9 | 0.00115 | 15 | 1 | Null | Null | Null | Null | Null | Null | Null | Null | Null
0.05585 | 9 | 0.00115 | 15.5 | 0.15 | Null | Null | Null | Null | Null | Null | Null | Null | Null
0.05585 | 9 | 0.00115 | 15.5 | 0.2 | Null | Null | Null | Null | Null | Null | Null | Null | Null
0.05585 | 9 | 0.00115 | 15.5 | 0.3 | Null | Null | Null | Null | Null | Null | Null | Null | Null
0.05585 | 9 | 0.00115 | 15.5 | 0.4 | Null | Null | Null | Null | Null | Null | Null | Null | Null
0.05585 | 9 | 0.00115 | 15.5 | 0.5 | Null | Null | Null | Null | Null | Null | Null | Null | Null
0.05585 | 9 | 0.00115 | 15.5 | 0.6 | Null | Null | Null | Null | Null | Null | Null | Null | Null
0.05585 | 9 | 0.00115 | 15.5 | 0.7 | Null | Null | Null | Null | Null | Null | Null | Null | Null
0.05585 | 9 | 0.00115 | 15.5 | 0.8 | Null | Null | Null | Null | Null | Null | Null | Null | Null
0.05585 | 9 | 0.00115 | 15.5 | 0.9 | Null | Null | Null | Null | Null | Null | Null | Null | Null
0.05585 | 9 | 0.00115 | 15.5 | 1 | Null | Null | Null | Null | Null | Null | Null | Null | Null
0.05585 | 9 | 0.00115 | 16 | 0.15 | Null | Null | Null | Null | Null | Null | Null | Null | Null
0.05585 | 9 | 0.00115 | 16 | 0.2 | Null | Null | Null | Null | Null | Null | Null | Null | Null
0.05585 | 9 | 0.00115 | 16 | 0.3 | Null | Null | Null | Null | Null | Null | Null | Null | Null
0.05585 | 9 | 0.00115 | 16 | 0.4 | Null | Null | Null | Null | Null | Null | Null | Null | Null
0.05585 | 9 | 0.00115 | 16 | 0.5 | Null | Null | Null | Null | Null | Null | Null | Null | Null
0.05585 | 9 | 0.00115 | 16 | 0.6 | Null | Null | Null | Null | Null | Null | Null | Null | Null
0.05585 | 9 | 0.00115 | 16 | 0.7 | Null | Null | Null | Null | Null | Null | Null | Null | Null
0.05585 | 9 | 0.00115 | 16 | 0.8 | Null | Null | Null | Null | Null | Null | Null | Null | Null
0.05585 | 9 | 0.00115 | 16 | 0.9 | Null | Null | Null | Null | Null | Null | Null | Null | Null
0.05585 | 9 | 0.00115 | 16 | 1 | Null | Null | Null | Null | Null | Null | Null | Null | Null
0.05585 | 9 | 0.00115 | 16.5 | 0.15 | Null | Null | Null | Null | Null | Null | Null | Null | Null
0.05585 | 9 | 0.00115 | 16.5 | 0.2 | Null | Null | Null | Null | Null | Null | Null | Null | Null
0.05585 | 9 | 0.00115 | 16.5 | 0.3 | Null | Null | Null | Null | Null | Null | Null | Null | Null
0.05585 | 9 | 0.00115 | 16.5 | 0.4 | Null | Null | Null | Null | Null | Null | Null | Null | Null
0.05585 | 9 | 0.00115 | 16.5 | 0.5 | Null | Null | Null | Null | Null | Null | Null | Null | Null
0.05585 | 9 | 0.00115 | 16.5 | 0.6 | Null | Null | Null | Null | Null | Null | Null | Null | Null
0.05585 | 9 | 0.00115 | 16.5 | 0.7 | Null | Null | Null | Null | Null | Null | Null | Null | Null
0.05585 | 9 | 0.00115 | 16.5 | 0.8 | Null | Null | Null | Null | Null | Null | Null | Null | Null
0.05585 | 9 | 0.00115 | 16.5 | 0.9 | Null | Null | Null | Null | Null | Null | Null | Null | Null
0.05585 | 9 | 0.00115 | 16.5 | 1 | Null | Null | Null | Null | Null | Null | Null | Null | Null
0.05585 | 9 | 0.00115 | 17 | 0.15 | Null | Null | Null | Null | Null | Null | Null | Null | Null
0.05585 | 9 | 0.00115 | 17 | 0.2 | Null | Null | Null | Null | Null | Null | Null | Null | Null
0.05585 | 9 | 0.00115 | 17 | 0.3 | Null | Null | Null | Null | Null | Null | Null | Null | Null
0.05585 | 9 | 0.00115 | 17 | 0.4 | Null | Null | Null | Null | Null | Null | Null | Null | Null
0.05585 | 9 | 0.00115 | 17 | 0.5 | Null | Null | Null | Null | Null | Null | Null | Null | Null
0.05585 | 9 | 0.00115 | 17 | 0.6 | Null | Null | Null | Null | Null | Null | Null | Null | Null
0.05585 | 9 | 0.00115 | 17 | 0.7 | Null | Null | Null | Null | Null | Null | Null | Null | Null
0.05585 | 9 | 0.00115 | 17 | 0.8 | Null | Null | Null | Null | Null | Null | Null | Null | Null
0.05585 | 9 | 0.00115 | 17 | 0.9 | Null | Null | Null | Null | Null | Null | Null | Null | Null
0.05585 | 9 | 0.00115 | 17 | 1 | Null | Null | Null | Null | Null | Null | Null | Null | Null
0.05585 | 9 | 0.00115 | 17.5 | 0.15 | Null | Null | Null | Null | Null | Null | Null | Null | Null
0.05585 | 9 | 0.00115 | 17.5 | 0.2 | Null | Null | Null | Null | Null | Null | Null | Null | Null
0.05585 | 9 | 0.00115 | 17.5 | 0.3 | Null | Null | Null | Null | Null | Null | Null | Null | Null
0.05585 | 9 | 0.00115 | 17.5 | 0.4 | Null | Null | Null | Null | Null | Null | Null | Null | Null
0.05585 | 9 | 0.00115 | 17.5 | 0.5 | Null | Null | Null | Null | Null | Null | Null | Null | Null
0.05585 | 9 | 0.00115 | 17.5 | 0.6 | Null | Null | Null | Null | Null | Null | Null | Null | Null
0.05585 | 9 | 0.00115 | 17.5 | 0.7 | Null | Null | Null | Null | Null | Null | Null | Null | Null
0.05585 | 9 | 0.00115 | 17.5 | 0.8 | Null | Null | Null | Null | Null | Null | Null | Null | Null
0.05585 | 9 | 0.00115 | 17.5 | 0.9 | Null | Null | Null | Null | Null | Null | Null | Null | Null
0.05585 | 9 | 0.00115 | 17.5 | 1 | Null | Null | Null | Null | Null | Null | Null | Null | Null
0.05585 | 9 | 0.00115 | 18 | 0.15 | Null | Null | Null | Null | Null | Null | Null | Null | Null
0.05585 | 9 | 0.00115 | 18 | 0.2 | Null | Null | Null | Null | Null | Null | Null | Null | Null
0.05585 | 9 | 0.00115 | 18 | 0.3 | Null | Null | Null | Null | Null | Null | Null | Null | Null
0.05585 | 9 | 0.00115 | 18 | 0.4 | Null | Null | Null | Null | Null | Null | Null | Null | Null
0.05585 | 9 | 0.00115 | 18 | 0.5 | Null | Null | Null | Null | Null | Null | Null | Null | Null
0.05585 | 9 | 0.00115 | 18 | 0.6 | Null | Null | Null | Null | Null | Null | Null | Null | Null
0.05585 | 9 | 0.00115 | 18 | 0.7 | Null | Null | Null | Null | Null | Null | Null | Null | Null
0.05585 | 9 | 0.00115 | 18 | 0.8 | Null | Null | Null | Null | Null | Null | Null | Null | Null
0.05585 | 9 | 0.00115 | 18 | 0.9 | Null | Null | Null | Null | Null | Null | Null | Null | Null
0.05585 | 9 | 0.00115 | 18 | 1 | Null | Null | Null | Null | Null | Null | Null | Null | Null
0.05585 | 9 | 0.00115 | 21 | 0.15 | Null | Null | Null | Null | Null | Null | Null | Null | Null
0.05585 | 9 | 0.00115 | 21 | 0.2 | Null | Null | Null | Null | Null | Null | Null | Null | Null
0.05585 | 9 | 0.00115 | 21 | 0.3 | Null | Null | Null | Null | Null | Null | Null | Null | Null
0.05585 | 9 | 0.00115 | 21 | 0.4 | Null | Null | Null | Null | Null | Null | Null | Null | Null
0.05585 | 9 | 0.00115 | 21 | 0.5 | Null | Null | Null | Null | Null | Null | Null | Null | Null
0.05585 | 9 | 0.00115 | 21 | 0.6 | Null | Null | Null | Null | Null | Null | Null | Null | Null
0.05585 | 9 | 0.00115 | 21 | 0.7 | Null | Null | Null | Null | Null | Null | Null | Null | Null
0.05585 | 9 | 0.00115 | 21 | 0.8 | Null | Null | Null | Null | Null | Null | Null | Null | Null
0.05585 | 9 | 0.00115 | 21 | 0.9 | Null | Null | Null | Null | Null | Null | Null | Null | Null
0.05585 | 9 | 0.00115 | 21 | 1 | Null | Null | Null | Null | Null | Null | Null | Null | Null
0.05585 | 9 | 0.00115 | 24 | 0.15 | Null | Null | Null | Null | Null | Null | Null | Null | Null
0.05585 | 9 | 0.00115 | 24 | 0.2 | Null | Null | Null | Null | Null | Null | Null | Null | Null
0.05585 | 9 | 0.00115 | 24 | 0.3 | Null | Null | Null | Null | Null | Null | Null | Null | Null
0.05585 | 9 | 0.00115 | 24 | 0.4 | Null | Null | Null | Null | Null | Null | Null | Null | Null
0.05585 | 9 | 0.00115 | 24 | 0.5 | Null | Null | Null | Null | Null | Null | Null | Null | Null
0.05585 | 9 | 0.00115 | 24 | 0.6 | Null | Null | Null | Null | Null | Null | Null | Null | Null
0.05585 | 9 | 0.00115 | 24 | 0.7 | Null | Null | Null | Null | Null | Null | Null | Null | Null
0.05585 | 9 | 0.00115 | 24 | 0.8 | Null | Null | Null | Null | Null | Null | Null | Null | Null
0.05585 | 9 | 0.00115 | 24 | 0.9 | Null | Null | Null | Null | Null | Null | Null | Null | Null
0.05585 | 9 | 0.00115 | 24 | 1 | Null | Null | Null | Null | Null | Null | Null | Null | Null
0.05585 | 9 | 0.00115 | 27 | 0.15 | Null | Null | Null | Null | Null | Null | Null | Null | Null
0.05585 | 9 | 0.00115 | 27 | 0.2 | Null | Null | Null | Null | Null | Null | Null | Null | Null
0.05585 | 9 | 0.00115 | 27 | 0.3 | Null | Null | Null | Null | Null | Null | Null | Null | Null
0.05585 | 9 | 0.00115 | 27 | 0.4 | Null | Null | Null | Null | Null | Null | Null | Null | Null
0.05585 | 9 | 0.00115 | 27 | 0.5 | Null | Null | Null | Null | Null | Null | Null | Null | Null
0.05585 | 9 | 0.00115 | 27 | 0.6 | Null | Null | Null | Null | Null | Null | Null | Null | Null
0.05585 | 9 | 0.00115 | 27 | 0.7 | Null | Null | Null | Null | Null | Null | Null | Null | Null
0.05585 | 9 | 0.00115 | 27 | 0.8 | Null | Null | Null | Null | Null | Null | Null | Null | Null
0.05585 | 9 | 0.00115 | 27 | 0.9 | Null | Null | Null | Null | Null | Null | Null | Null | Null
0.05585 | 9 | 0.00115 | 27 | 1 | Null | Null | Null | Null | Null | Null | Null | Null | Null
0.05585 | 9 | 0.00115 | 30 | 0.15 | Null | Null | Null | Null | Null | Null | Null | Null | Null
0.05585 | 9 | 0.00115 | 30 | 0.2 | Null | Null | Null | Null | Null | Null | Null | Null | Null
0.05585 | 9 | 0.00115 | 30 | 0.3 | Null | Null | Null | Null | Null | Null | Null | Null | Null
0.05585 | 9 | 0.00115 | 30 | 0.4 | Null | Null | Null | Null | Null | Null | Null | Null | Null
0.05585 | 9 | 0.00115 | 30 | 0.5 | Null | Null | Null | Null | Null | Null | Null | Null | Null
0.05585 | 9 | 0.00115 | 30 | 0.6 | Null | Null | Null | Null | Null | Null | Null | Null | Null
0.05585 | 9 | 0.00115 | 30 | 0.7 | Null | Null | Null | Null | Null | Null | Null | Null | Null
0.05585 | 9 | 0.00115 | 30 | 0.8 | Null | Null | Null | Null | Null | Null | Null | Null | Null
0.05585 | 9 | 0.00115 | 30 | 0.9 | Null | Null | Null | Null | Null | Null | Null | Null | Null
0.05585 | 9 | 0.00115 | 30 | 1 | Null | Null | Null | Null | Null | Null | Null | Null | Null
0.05585 | 9 | 0.077 | 10.5 | 0.15 | Null | Null | Null | Null | Null | Null | Null | Null | Null
0.05585 | 9 | 0.077 | 10.5 | 0.2 | Null | Null | Null | Null | Null | Null | Null | Null | Null
0.05585 | 9 | 0.077 | 10.5 | 0.3 | Null | Null | Null | Null | Null | Null | Null | Null | Null
0.05585 | 9 | 0.077 | 10.5 | 0.4 | Null | Null | Null | Null | Null | Null | Null | Null | Null
0.05585 | 9 | 0.077 | 10.5 | 0.5 | Null | Null | Null | Null | Null | Null | Null | Null | Null
0.05585 | 9 | 0.077 | 10.5 | 0.6 | Null | Null | Null | Null | Null | Null | Null | Null | Null
0.05585 | 9 | 0.077 | 10.5 | 0.7 | Null | Null | Null | Null | Null | Null | Null | Null | Null
0.05585 | 9 | 0.077 | 10.5 | 0.8 | Null | Null | Null | Null | Null | Null | Null | Null | Null
0.05585 | 9 | 0.077 | 10.5 | 0.9 | Null | Null | Null | Null | Null | Null | Null | Null | Null
0.05585 | 9 | 0.077 | 10.5 | 1 | Null | Null | Null | Null | Null | Null | Null | Null | Null
0.05585 | 9 | 0.077 | 11 | 0.15 | Null | Null | Null | Null | Null | Null | Null | Null | Null
0.05585 | 9 | 0.077 | 11 | 0.2 | Null | Null | Null | Null | Null | Null | Null | Null | Null
0.05585 | 9 | 0.077 | 11 | 0.3 | Null | Null | Null | Null | Null | Null | Null | Null | Null
0.05585 | 9 | 0.077 | 11 | 0.4 | Null | Null | Null | Null | Null | Null | Null | Null | Null
0.05585 | 9 | 0.077 | 11 | 0.5 | Null | Null | Null | Null | Null | Null | Null | Null | Null
0.05585 | 9 | 0.077 | 11 | 0.6 | Null | Null | Null | Null | Null | Null | Null | Null | Null
0.05585 | 9 | 0.077 | 11 | 0.7 | Null | Null | Null | Null | Null | Null | Null | Null | Null
0.05585 | 9 | 0.077 | 11 | 0.8 | Null | Null | Null | Null | Null | Null | Null | Null | Null
0.05585 | 9 | 0.077 | 11 | 0.9 | Null | Null | Null | Null | Null | Null | Null | Null | Null
0.05585 | 9 | 0.077 | 11 | 1 | Null | Null | Null | Null | Null | Null | Null | Null | Null
0.05585 | 9 | 0.077 | 11.5 | 0.15 | Null | Null | Null | Null | Null | Null | Null | Null | Null
0.05585 | 9 | 0.077 | 11.5 | 0.2 | Null | Null | Null | Null | Null | Null | Null | Null | Null
0.05585 | 9 | 0.077 | 11.5 | 0.3 | Null | Null | Null | Null | Null | Null | Null | Null | Null
0.05585 | 9 | 0.077 | 11.5 | 0.4 | Null | Null | Null | Null | Null | Null | Null | Null | Null
0.05585 | 9 | 0.077 | 11.5 | 0.5 | Null | Null | Null | Null | Null | Null | Null | Null | Null
0.05585 | 9 | 0.077 | 11.5 | 0.6 | Null | Null | Null | Null | Null | Null | Null | Null | Null
0.05585 | 9 | 0.077 | 11.5 | 0.7 | Null | Null | Null | Null | Null | Null | Null | Null | Null
0.05585 | 9 | 0.077 | 11.5 | 0.8 | Null | Null | Null | Null | Null | Null | Null | Null | Null
0.05585 | 9 | 0.077 | 11.5 | 0.9 | Null | Null | Null | Null | Null | Null | Null | Null | Null
0.05585 | 9 | 0.077 | 11.5 | 1 | Null | Null | Null | Null | Null | Null | Null | Null | Null
0.05585 | 9 | 0.077 | 12 | 0.15 | Null | Null | Null | Null | Null | Null | Null | Null | Null
0.05585 | 9 | 0.077 | 12 | 0.2 | Null | Null | Null | Null | Null | Null | Null | Null | Null
0.05585 | 9 | 0.077 | 12 | 0.3 | Null | Null | Null | Null | Null | Null | Null | Null | Null
0.05585 | 9 | 0.077 | 12 | 0.4 | Null | Null | Null | Null | Null | Null | Null | Null | Null
0.05585 | 9 | 0.077 | 12 | 0.5 | Null | Null | Null | Null | Null | Null | Null | Null | Null
0.05585 | 9 | 0.077 | 12 | 0.6 | Null | Null | Null | Null | Null | Null | Null | Null | Null
0.05585 | 9 | 0.077 | 12 | 0.7 | Null | Null | Null | Null | Null | Null | Null | Null | Null
0.05585 | 9 | 0.077 | 12 | 0.8 | Null | Null | Null | Null | Null | Null | Null | Null | Null
0.05585 | 9 | 0.077 | 12 | 0.9 | Null | Null | Null | Null | Null | Null | Null | Null | Null
0.05585 | 9 | 0.077 | 12 | 1 | Null | Null | Null | Null | Null | Null | Null | Null | Null
0.05585 | 9 | 0.077 | 12.5 | 0.15 | Null | Null | Null | Null | Null | Null | Null | Null | Null
0.05585 | 9 | 0.077 | 12.5 | 0.2 | Null | Null | Null | Null | Null | Null | Null | Null | Null
0.05585 | 9 | 0.077 | 12.5 | 0.3 | Null | Null | Null | Null | Null | Null | Null | Null | Null
0.05585 | 9 | 0.077 | 12.5 | 0.4 | Null | Null | Null | Null | Null | Null | Null | Null | Null
0.05585 | 9 | 0.077 | 12.5 | 0.5 | Null | Null | Null | Null | Null | Null | Null | Null | Null
0.05585 | 9 | 0.077 | 12.5 | 0.6 | Null | Null | Null | Null | Null | Null | Null | Null | Null
0.05585 | 9 | 0.077 | 12.5 | 0.7 | Null | Null | Null | Null | Null | Null | Null | Null | Null
0.05585 | 9 | 0.077 | 12.5 | 0.8 | Null | Null | Null | Null | Null | Null | Null | Null | Null
0.05585 | 9 | 0.077 | 12.5 | 0.9 | Null | Null | Null | Null | Null | Null | Null | Null | Null
0.05585 | 9 | 0.077 | 12.5 | 1 | Null | Null | Null | Null | Null | Null | Null | Null | Null
0.05585 | 9 | 0.077 | 13 | 0.15 | Null | Null | Null | Null | Null | Null | Null | Null | Null
0.05585 | 9 | 0.077 | 13 | 0.2 | Null | Null | Null | Null | Null | Null | Null | Null | Null
0.05585 | 9 | 0.077 | 13 | 0.3 | Null | Null | Null | Null | Null | Null | Null | Null | Null
0.05585 | 9 | 0.077 | 13 | 0.4 | Null | Null | Null | Null | Null | Null | Null | Null | Null
0.05585 | 9 | 0.077 | 13 | 0.5 | Null | Null | Null | Null | Null | Null | Null | Null | Null
0.05585 | 9 | 0.077 | 13 | 0.6 | Null | Null | Null | Null | Null | Null | Null | Null | Null
0.05585 | 9 | 0.077 | 13 | 0.7 | Null | Null | Null | Null | Null | Null | Null | Null | Null
0.05585 | 9 | 0.077 | 13 | 0.8 | Null | Null | Null | Null | Null | Null | Null | Null | Null
0.05585 | 9 | 0.077 | 13 | 0.9 | Null | Null | Null | Null | Null | Null | Null | Null | Null
0.05585 | 9 | 0.077 | 13 | 1 | Null | Null | Null | Null | Null | Null | Null | Null | Null
0.05585 | 9 | 0.077 | 13.5 | 0.15 | Null | Null | Null | Null | Null | Null | Null | Null | Null
0.05585 | 9 | 0.077 | 13.5 | 0.2 | Null | Null | Null | Null | Null | Null | Null | Null | Null
0.05585 | 9 | 0.077 | 13.5 | 0.3 | Null | Null | Null | Null | Null | Null | Null | Null | Null
0.05585 | 9 | 0.077 | 13.5 | 0.4 | Null | Null | Null | Null | Null | Null | Null | Null | Null
0.05585 | 9 | 0.077 | 13.5 | 0.5 | Null | Null | Null | Null | Null | Null | Null | Null | Null
0.05585 | 9 | 0.077 | 13.5 | 0.6 | Null | Null | Null | Null | Null | Null | Null | Null | Null
0.05585 | 9 | 0.077 | 13.5 | 0.7 | Null | Null | Null | Null | Null | Null | Null | Null | Null
0.05585 | 9 | 0.077 | 13.5 | 0.8 | Null | Null | Null | Null | Null | Null | Null | Null | Null
0.05585 | 9 | 0.077 | 13.5 | 0.9 | Null | Null | Null | Null | Null | Null | Null | Null | Null
0.05585 | 9 | 0.077 | 13.5 | 1 | Null | Null | Null | Null | Null | Null | Null | Null | Null
0.05585 | 9 | 0.077 | 14 | 0.15 | Null | Null | Null | Null | Null | Null | Null | Null | Null
0.05585 | 9 | 0.077 | 14 | 0.2 | Null | Null | Null | Null | Null | Null | Null | Null | Null
0.05585 | 9 | 0.077 | 14 | 0.3 | Null | Null | Null | Null | Null | Null | Null | Null | Null
0.05585 | 9 | 0.077 | 14 | 0.4 | Null | Null | Null | Null | Null | Null | Null | Null | Null
0.05585 | 9 | 0.077 | 14 | 0.5 | Null | Null | Null | Null | Null | Null | Null | Null | Null
0.05585 | 9 | 0.077 | 14 | 0.6 | Null | Null | Null | Null | Null | Null | Null | Null | Null
0.05585 | 9 | 0.077 | 14 | 0.7 | Null | Null | Null | Null | Null | Null | Null | Null | Null
0.05585 | 9 | 0.077 | 14 | 0.8 | Null | Null | Null | Null | Null | Null | Null | Null | Null
0.05585 | 9 | 0.077 | 14 | 0.9 | Null | Null | Null | Null | Null | Null | Null | Null | Null
0.05585 | 9 | 0.077 | 14 | 1 | Null | Null | Null | Null | Null | Null | Null | Null | Null
0.05585 | 9 | 0.077 | 14.5 | 0.15 | Null | Null | Null | Null | Null | Null | Null | Null | Null
0.05585 | 9 | 0.077 | 14.5 | 0.2 | Null | Null | Null | Null | Null | Null | Null | Null | Null
0.05585 | 9 | 0.077 | 14.5 | 0.3 | Null | Null | Null | Null | Null | Null | Null | Null | Null
0.05585 | 9 | 0.077 | 14.5 | 0.4 | Null | Null | Null | Null | Null | Null | Null | Null | Null
0.05585 | 9 | 0.077 | 14.5 | 0.5 | Null | Null | Null | Null | Null | Null | Null | Null | Null
0.05585 | 9 | 0.077 | 14.5 | 0.6 | Null | Null | Null | Null | Null | Null | Null | Null | Null
0.05585 | 9 | 0.077 | 14.5 | 0.7 | Null | Null | Null | Null | Null | Null | Null | Null | Null
0.05585 | 9 | 0.077 | 14.5 | 0.8 | Null | Null | Null | Null | Null | Null | Null | Null | Null
0.05585 | 9 | 0.077 | 14.5 | 0.9 | Null | Null | Null | Null | Null | Null | Null | Null | Null
0.05585 | 9 | 0.077 | 14.5 | 1 | Null | Null | Null | Null | Null | Null | Null | Null | Null
0.05585 | 9 | 0.077 | 15 | 0.15 | Null | Null | Null | Null | Null | Null | Null | Null | Null
0.05585 | 9 | 0.077 | 15 | 0.2 | Null | Null | Null | Null | Null | Null | Null | Null | Null
0.05585 | 9 | 0.077 | 15 | 0.3 | Null | Null | Null | Null | Null | Null | Null | Null | Null
0.05585 | 9 | 0.077 | 15 | 0.4 | Null | Null | Null | Null | Null | Null | Null | Null | Null
0.05585 | 9 | 0.077 | 15 | 0.5 | Null | Null | Null | Null | Null | Null | Null | Null | Null
0.05585 | 9 | 0.077 | 15 | 0.6 | Null | Null | Null | Null | Null | Null | Null | Null | Null
0.05585 | 9 | 0.077 | 15 | 0.7 | Null | Null | Null | Null | Null | Null | Null | Null | Null
0.05585 | 9 | 0.077 | 15 | 0.8 | Null | Null | Null | Null | Null | Null | Null | Null | Null
0.05585 | 9 | 0.077 | 15 | 0.9 | Null | Null | Null | Null | Null | Null | Null | Null | Null
0.05585 | 9 | 0.077 | 15 | 1 | Null | Null | Null | Null | Null | Null | Null | Null | Null
0.05585 | 9 | 0.077 | 15.5 | 0.15 | Null | Null | Null | Null | Null | Null | Null | Null | Null
0.05585 | 9 | 0.077 | 15.5 | 0.2 | Null | Null | Null | Null | Null | Null | Null | Null | Null
0.05585 | 9 | 0.077 | 15.5 | 0.3 | Null | Null | Null | Null | Null | Null | Null | Null | Null
0.05585 | 9 | 0.077 | 15.5 | 0.4 | Null | Null | Null | Null | Null | Null | Null | Null | Null
0.05585 | 9 | 0.077 | 15.5 | 0.5 | Null | Null | Null | Null | Null | Null | Null | Null | Null
0.05585 | 9 | 0.077 | 15.5 | 0.6 | Null | Null | Null | Null | Null | Null | Null | Null | Null
0.05585 | 9 | 0.077 | 15.5 | 0.7 | Null | Null | Null | Null | Null | Null | Null | Null | Null
0.05585 | 9 | 0.077 | 15.5 | 0.8 | Null | Null | Null | Null | Null | Null | Null | Null | Null
0.05585 | 9 | 0.077 | 15.5 | 0.9 | Null | Null | Null | Null | Null | Null | Null | Null | Null
0.05585 | 9 | 0.077 | 15.5 | 1 | Null | Null | Null | Null | Null | Null | Null | Null | Null
0.05585 | 9 | 0.077 | 16 | 0.15 | Null | Null | Null | Null | Null | Null | Null | Null | Null
0.05585 | 9 | 0.077 | 16 | 0.2 | Null | Null | Null | Null | Null | Null | Null | Null | Null
0.05585 | 9 | 0.077 | 16 | 0.3 | Null | Null | Null | Null | Null | Null | Null | Null | Null
0.05585 | 9 | 0.077 | 16 | 0.4 | Null | Null | Null | Null | Null | Null | Null | Null | Null
0.05585 | 9 | 0.077 | 16 | 0.5 | Null | Null | Null | Null | Null | Null | Null | Null | Null
0.05585 | 9 | 0.077 | 16 | 0.6 | Null | Null | Null | Null | Null | Null | Null | Null | Null
0.05585 | 9 | 0.077 | 16 | 0.7 | Null | Null | Null | Null | Null | Null | Null | Null | Null
0.05585 | 9 | 0.077 | 16 | 0.8 | Null | Null | Null | Null | Null | Null | Null | Null | Null
0.05585 | 9 | 0.077 | 16 | 0.9 | Null | Null | Null | Null | Null | Null | Null | Null | Null
0.05585 | 9 | 0.077 | 16 | 1 | Null | Null | Null | Null | Null | Null | Null | Null | Null
0.05585 | 9 | 0.077 | 16.5 | 0.15 | Null | Null | Null | Null | Null | Null | Null | Null | Null
0.05585 | 9 | 0.077 | 16.5 | 0.2 | Null | Null | Null | Null | Null | Null | Null | Null | Null
0.05585 | 9 | 0.077 | 16.5 | 0.3 | Null | Null | Null | Null | Null | Null | Null | Null | Null
0.05585 | 9 | 0.077 | 16.5 | 0.4 | Null | Null | Null | Null | Null | Null | Null | Null | Null
0.05585 | 9 | 0.077 | 16.5 | 0.5 | Null | Null | Null | Null | Null | Null | Null | Null | Null
0.05585 | 9 | 0.077 | 16.5 | 0.6 | Null | Null | Null | Null | Null | Null | Null | Null | Null
0.05585 | 9 | 0.077 | 16.5 | 0.7 | Null | Null | Null | Null | Null | Null | Null | Null | Null
0.05585 | 9 | 0.077 | 16.5 | 0.8 | Null | Null | Null | Null | Null | Null | Null | Null | Null
0.05585 | 9 | 0.077 | 16.5 | 0.9 | Null | Null | Null | Null | Null | Null | Null | Null | Null
0.05585 | 9 | 0.077 | 16.5 | 1 | Null | Null | Null | Null | Null | Null | Null | Null | Null
0.05585 | 9 | 0.077 | 17 | 0.15 | Null | Null | Null | Null | Null | Null | Null | Null | Null
0.05585 | 9 | 0.077 | 17 | 0.2 | Null | Null | Null | Null | Null | Null | Null | Null | Null
0.05585 | 9 | 0.077 | 17 | 0.3 | Null | Null | Null | Null | Null | Null | Null | Null | Null
0.05585 | 9 | 0.077 | 17 | 0.4 | Null | Null | Null | Null | Null | Null | Null | Null | Null
0.05585 | 9 | 0.077 | 17 | 0.5 | Null | Null | Null | Null | Null | Null | Null | Null | Null
0.05585 | 9 | 0.077 | 17 | 0.6 | Null | Null | Null | Null | Null | Null | Null | Null | Null
0.05585 | 9 | 0.077 | 17 | 0.7 | Null | Null | Null | Null | Null | Null | Null | Null | Null
0.05585 | 9 | 0.077 | 17 | 0.8 | Null | Null | Null | Null | Null | Null | Null | Null | Null
0.05585 | 9 | 0.077 | 17 | 0.9 | Null | Null | Null | Null | Null | Null | Null | Null | Null
0.05585 | 9 | 0.077 | 17 | 1 | Null | Null | Null | Null | Null | Null | Null | Null | Null
0.05585 | 9 | 0.077 | 17.5 | 0.15 | Null | Null | Null | Null | Null | Null | Null | Null | Null
0.05585 | 9 | 0.077 | 17.5 | 0.2 | Null | Null | Null | Null | Null | Null | Null | Null | Null
0.05585 | 9 | 0.077 | 17.5 | 0.3 | Null | Null | Null | Null | Null | Null | Null | Null | Null
0.05585 | 9 | 0.077 | 17.5 | 0.4 | Null | Null | Null | Null | Null | Null | Null | Null | Null
0.05585 | 9 | 0.077 | 17.5 | 0.5 | Null | Null | Null | Null | Null | Null | Null | Null | Null
0.05585 | 9 | 0.077 | 17.5 | 0.6 | Null | Null | Null | Null | Null | Null | Null | Null | Null
0.05585 | 9 | 0.077 | 17.5 | 0.7 | Null | Null | Null | Null | Null | Null | Null | Null | Null
0.05585 | 9 | 0.077 | 17.5 | 0.8 | Null | Null | Null | Null | Null | Null | Null | Null | Null
0.05585 | 9 | 0.077 | 17.5 | 0.9 | Null | Null | Null | Null | Null | Null | Null | Null | Null
0.05585 | 9 | 0.077 | 17.5 | 1 | Null | Null | Null | Null | Null | Null | Null | Null | Null
0.05585 | 9 | 0.077 | 18 | 0.15 | Null | Null | Null | Null | Null | Null | Null | Null | Null
0.05585 | 9 | 0.077 | 18 | 0.2 | Null | Null | Null | Null | Null | Null | Null | Null | Null
0.05585 | 9 | 0.077 | 18 | 0.3 | Null | Null | Null | Null | Null | Null | Null | Null | Null
0.05585 | 9 | 0.077 | 18 | 0.4 | Null | Null | Null | Null | Null | Null | Null | Null | Null
0.05585 | 9 | 0.077 | 18 | 0.5 | Null | Null | Null | Null | Null | Null | Null | Null | Null
0.05585 | 9 | 0.077 | 18 | 0.6 | Null | Null | Null | Null | Null | Null | Null | Null | Null
0.05585 | 9 | 0.077 | 18 | 0.7 | Null | Null | Null | Null | Null | Null | Null | Null | Null
0.05585 | 9 | 0.077 | 18 | 0.8 | Null | Null | Null | Null | Null | Null | Null | Null | Null
0.05585 | 9 | 0.077 | 18 | 0.9 | Null | Null | Null | Null | Null | Null | Null | Null | Null
0.05585 | 9 | 0.077 | 18 | 1 | Null | Null | Null | Null | Null | Null | Null | Null | Null
0.05585 | 9 | 0.077 | 21 | 0.15 | Null | Null | Null | Null | Null | Null | Null | Null | Null
0.05585 | 9 | 0.077 | 21 | 0.2 | Null | Null | Null | Null | Null | Null | Null | Null | Null
0.05585 | 9 | 0.077 | 21 | 0.3 | Null | Null | Null | Null | Null | Null | Null | Null | Null
0.05585 | 9 | 0.077 | 21 | 0.4 | Null | Null | Null | Null | Null | Null | Null | Null | Null
0.05585 | 9 | 0.077 | 21 | 0.5 | Null | Null | Null | Null | Null | Null | Null | Null | Null
0.05585 | 9 | 0.077 | 21 | 0.6 | Null | Null | Null | Null | Null | Null | Null | Null | Null
0.05585 | 9 | 0.077 | 21 | 0.7 | Null | Null | Null | Null | Null | Null | Null | Null | Null
0.05585 | 9 | 0.077 | 21 | 0.8 | Null | Null | Null | Null | Null | Null | Null | Null | Null
0.05585 | 9 | 0.077 | 21 | 0.9 | Null | Null | Null | Null | Null | Null | Null | Null | Null
0.05585 | 9 | 0.077 | 21 | 1 | Null | Null | Null | Null | Null | Null | Null | Null | Null
0.05585 | 9 | 0.077 | 24 | 0.15 | Null | Null | Null | Null | Null | Null | Null | Null | Null
0.05585 | 9 | 0.077 | 24 | 0.2 | Null | Null | Null | Null | Null | Null | Null | Null | Null
0.05585 | 9 | 0.077 | 24 | 0.3 | Null | Null | Null | Null | Null | Null | Null | Null | Null
0.05585 | 9 | 0.077 | 24 | 0.4 | Null | Null | Null | Null | Null | Null | Null | Null | Null
0.05585 | 9 | 0.077 | 24 | 0.5 | Null | Null | Null | Null | Null | Null | Null | Null | Null
0.05585 | 9 | 0.077 | 24 | 0.6 | Null | Null | Null | Null | Null | Null | Null | Null | Null
0.05585 | 9 | 0.077 | 24 | 0.7 | Null | Null | Null | Null | Null | Null | Null | Null | Null
0.05585 | 9 | 0.077 | 24 | 0.8 | Null | Null | Null | Null | Null | Null | Null | Null | Null
0.05585 | 9 | 0.077 | 24 | 0.9 | Null | Null | Null | Null | Null | Null | Null | Null | Null
0.05585 | 9 | 0.077 | 24 | 1 | Null | Null | Null | Null | Null | Null | Null | Null | Null
0.05585 | 9 | 0.077 | 27 | 0.15 | Null | Null | Null | Null | Null | Null | Null | Null | Null
0.05585 | 9 | 0.077 | 27 | 0.2 | Null | Null | Null | Null | Null | Null | Null | Null | Null
0.05585 | 9 | 0.077 | 27 | 0.3 | Null | Null | Null | Null | Null | Null | Null | Null | Null
0.05585 | 9 | 0.077 | 27 | 0.4 | Null | Null | Null | Null | Null | Null | Null | Null | Null
0.05585 | 9 | 0.077 | 27 | 0.5 | Null | Null | Null | Null | Null | Null | Null | Null | Null
0.05585 | 9 | 0.077 | 27 | 0.6 | Null | Null | Null | Null | Null | Null | Null | Null | Null
0.05585 | 9 | 0.077 | 27 | 0.7 | Null | Null | Null | Null | Null | Null | Null | Null | Null
0.05585 | 9 | 0.077 | 27 | 0.8 | Null | Null | Null | Null | Null | Null | Null | Null | Null
0.05585 | 9 | 0.077 | 27 | 0.9 | Null | Null | Null | Null | Null | Null | Null | Null | Null
0.05585 | 9 | 0.077 | 27 | 1 | Null | Null | Null | Null | Null | Null | Null | Null | Null
0.05585 | 9 | 0.077 | 30 | 0.15 | Null | Null | Null | Null | Null | Null | Null | Null | Null
0.05585 | 9 | 0.077 | 30 | 0.2 | Null | Null | Null | Null | Null | Null | Null | Null | Null
0.05585 | 9 | 0.077 | 30 | 0.3 | Null | Null | Null | Null | Null | Null | Null | Null | Null
0.05585 | 9 | 0.077 | 30 | 0.4 | Null | Null | Null | Null | Null | Null | Null | Null | Null
0.05585 | 9 | 0.077 | 30 | 0.5 | Null | Null | Null | Null | Null | Null | Null | Null | Null
0.05585 | 9 | 0.077 | 30 | 0.6 | Null | Null | Null | Null | Null | Null | Null | Null | Null
0.05585 | 9 | 0.077 | 30 | 0.7 | Null | Null | Null | Null | Null | Null | Null | Null | Null
0.05585 | 9 | 0.077 | 30 | 0.8 | Null | Null | Null | Null | Null | Null | Null | Null | Null
0.05585 | 9 | 0.077 | 30 | 0.9 | Null | Null | Null | Null | Null | Null | Null | Null | Null
0.05585 | 9 | 0.077 | 30 | 1 | Null | Null | Null | Null | Null | Null | Null | Null | Null
0.05585 | 9 | 0.09437 | 10.5 | 0.15 | Null | Null | Null | Null | Null | Null | Null | Null | Null
0.05585 | 9 | 0.09437 | 10.5 | 0.2 | Null | Null | Null | Null | Null | Null | Null | Null | Null
0.05585 | 9 | 0.09437 | 10.5 | 0.3 | Null | Null | Null | Null | Null | Null | Null | Null | Null
0.05585 | 9 | 0.09437 | 10.5 | 0.4 | Null | Null | Null | Null | Null | Null | Null | Null | Null
0.05585 | 9 | 0.09437 | 10.5 | 0.5 | Null | Null | Null | Null | Null | Null | Null | Null | Null
0.05585 | 9 | 0.09437 | 10.5 | 0.6 | Null | Null | Null | Null | Null | Null | Null | Null | Null
0.05585 | 9 | 0.09437 | 10.5 | 0.7 | Null | Null | Null | Null | Null | Null | Null | Null | Null
0.05585 | 9 | 0.09437 | 10.5 | 0.8 | Null | Null | Null | Null | Null | Null | Null | Null | Null
0.05585 | 9 | 0.09437 | 10.5 | 0.9 | Null | Null | Null | Null | Null | Null | Null | Null | Null
0.05585 | 9 | 0.09437 | 10.5 | 1 | Null | Null | Null | Null | Null | Null | Null | Null | Null
0.05585 | 9 | 0.09437 | 11 | 0.15 | Null | Null | Null | Null | Null | Null | Null | Null | Null
0.05585 | 9 | 0.09437 | 11 | 0.2 | Null | Null | Null | Null | Null | Null | Null | Null | Null
0.05585 | 9 | 0.09437 | 11 | 0.3 | Null | Null | Null | Null | Null | Null | Null | Null | Null
0.05585 | 9 | 0.09437 | 11 | 0.4 | Null | Null | Null | Null | Null | Null | Null | Null | Null
0.05585 | 9 | 0.09437 | 11 | 0.5 | Null | Null | Null | Null | Null | Null | Null | Null | Null
0.05585 | 9 | 0.09437 | 11 | 0.6 | Null | Null | Null | Null | Null | Null | Null | Null | Null
0.05585 | 9 | 0.09437 | 11 | 0.7 | Null | Null | Null | Null | Null | Null | Null | Null | Null
0.05585 | 9 | 0.09437 | 11 | 0.8 | Null | Null | Null | Null | Null | Null | Null | Null | Null
0.05585 | 9 | 0.09437 | 11 | 0.9 | Null | Null | Null | Null | Null | Null | Null | Null | Null
0.05585 | 9 | 0.09437 | 11 | 1 | Null | Null | Null | Null | Null | Null | Null | Null | Null
0.05585 | 9 | 0.09437 | 11.5 | 0.15 | Null | Null | Null | Null | Null | Null | Null | Null | Null
0.05585 | 9 | 0.09437 | 11.5 | 0.2 | Null | Null | Null | Null | Null | Null | Null | Null | Null
0.05585 | 9 | 0.09437 | 11.5 | 0.3 | Null | Null | Null | Null | Null | Null | Null | Null | Null
0.05585 | 9 | 0.09437 | 11.5 | 0.4 | Null | Null | Null | Null | Null | Null | Null | Null | Null
0.05585 | 9 | 0.09437 | 11.5 | 0.5 | Null | Null | Null | Null | Null | Null | Null | Null | Null
0.05585 | 9 | 0.09437 | 11.5 | 0.6 | Null | Null | Null | Null | Null | Null | Null | Null | Null
0.05585 | 9 | 0.09437 | 11.5 | 0.7 | Null | Null | Null | Null | Null | Null | Null | Null | Null
0.05585 | 9 | 0.09437 | 11.5 | 0.8 | Null | Null | Null | Null | Null | Null | Null | Null | Null
0.05585 | 9 | 0.09437 | 11.5 | 0.9 | Null | Null | Null | Null | Null | Null | Null | Null | Null
0.05585 | 9 | 0.09437 | 11.5 | 1 | Null | Null | Null | Null | Null | Null | Null | Null | Null
0.05585 | 9 | 0.09437 | 12 | 0.15 | Null | Null | Null | Null | Null | Null | Null | Null | Null
0.05585 | 9 | 0.09437 | 12 | 0.2 | Null | Null | Null | Null | Null | Null | Null | Null | Null
0.05585 | 9 | 0.09437 | 12 | 0.3 | Null | Null | Null | Null | Null | Null | Null | Null | Null
0.05585 | 9 | 0.09437 | 12 | 0.4 | Null | Null | Null | Null | Null | Null | Null | Null | Null
0.05585 | 9 | 0.09437 | 12 | 0.5 | Null | Null | Null | Null | Null | Null | Null | Null | Null
0.05585 | 9 | 0.09437 | 12 | 0.6 | Null | Null | Null | Null | Null | Null | Null | Null | Null
0.05585 | 9 | 0.09437 | 12 | 0.7 | Null | Null | Null | Null | Null | Null | Null | Null | Null
0.05585 | 9 | 0.09437 | 12 | 0.8 | Null | Null | Null | Null | Null | Null | Null | Null | Null
0.05585 | 9 | 0.09437 | 12 | 0.9 | Null | Null | Null | Null | Null | Null | Null | Null | Null
0.05585 | 9 | 0.09437 | 12 | 1 | Null | Null | Null | Null | Null | Null | Null | Null | Null
0.05585 | 9 | 0.09437 | 12.5 | 0.15 | Null | Null | Null | Null | Null | Null | Null | Null | Null
0.05585 | 9 | 0.09437 | 12.5 | 0.2 | Null | Null | Null | Null | Null | Null | Null | Null | Null
0.05585 | 9 | 0.09437 | 12.5 | 0.3 | Null | Null | Null | Null | Null | Null | Null | Null | Null
0.05585 | 9 | 0.09437 | 12.5 | 0.4 | Null | Null | Null | Null | Null | Null | Null | Null | Null
0.05585 | 9 | 0.09437 | 12.5 | 0.5 | Null | Null | Null | Null | Null | Null | Null | Null | Null
0.05585 | 9 | 0.09437 | 12.5 | 0.6 | Null | Null | Null | Null | Null | Null | Null | Null | Null
0.05585 | 9 | 0.09437 | 12.5 | 0.7 | Null | Null | Null | Null | Null | Null | Null | Null | Null
0.05585 | 9 | 0.09437 | 12.5 | 0.8 | Null | Null | Null | Null | Null | Null | Null | Null | Null
0.05585 | 9 | 0.09437 | 12.5 | 0.9 | Null | Null | Null | Null | Null | Null | Null | Null | Null
0.05585 | 9 | 0.09437 | 12.5 | 1 | Null | Null | Null | Null | Null | Null | Null | Null | Null
0.05585 | 9 | 0.09437 | 13 | 0.15 | Null | Null | Null | Null | Null | Null | Null | Null | Null
0.05585 | 9 | 0.09437 | 13 | 0.2 | Null | Null | Null | Null | Null | Null | Null | Null | Null
0.05585 | 9 | 0.09437 | 13 | 0.3 | Null | Null | Null | Null | Null | Null | Null | Null | Null
0.05585 | 9 | 0.09437 | 13 | 0.4 | Null | Null | Null | Null | Null | Null | Null | Null | Null
0.05585 | 9 | 0.09437 | 13 | 0.5 | Null | Null | Null | Null | Null | Null | Null | Null | Null
0.05585 | 9 | 0.09437 | 13 | 0.6 | Null | Null | Null | Null | Null | Null | Null | Null | Null
0.05585 | 9 | 0.09437 | 13 | 0.7 | Null | Null | Null | Null | Null | Null | Null | Null | Null
0.05585 | 9 | 0.09437 | 13 | 0.8 | Null | Null | Null | Null | Null | Null | Null | Null | Null
0.05585 | 9 | 0.09437 | 13 | 0.9 | Null | Null | Null | Null | Null | Null | Null | Null | Null
0.05585 | 9 | 0.09437 | 13 | 1 | Null | Null | Null | Null | Null | Null | Null | Null | Null
0.05585 | 9 | 0.09437 | 13.5 | 0.15 | Null | Null | Null | Null | Null | Null | Null | Null | Null
0.05585 | 9 | 0.09437 | 13.5 | 0.2 | Null | Null | Null | Null | Null | Null | Null | Null | Null
0.05585 | 9 | 0.09437 | 13.5 | 0.3 | Null | Null | Null | Null | Null | Null | Null | Null | Null
0.05585 | 9 | 0.09437 | 13.5 | 0.4 | Null | Null | Null | Null | Null | Null | Null | Null | Null
0.05585 | 9 | 0.09437 | 13.5 | 0.5 | Null | Null | Null | Null | Null | Null | Null | Null | Null
0.05585 | 9 | 0.09437 | 13.5 | 0.6 | Null | Null | Null | Null | Null | Null | Null | Null | Null
0.05585 | 9 | 0.09437 | 13.5 | 0.7 | Null | Null | Null | Null | Null | Null | Null | Null | Null
0.05585 | 9 | 0.09437 | 13.5 | 0.8 | Null | Null | Null | Null | Null | Null | Null | Null | Null
0.05585 | 9 | 0.09437 | 13.5 | 0.9 | Null | Null | Null | Null | Null | Null | Null | Null | Null
0.05585 | 9 | 0.09437 | 13.5 | 1 | Null | Null | Null | Null | Null | Null | Null | Null | Null
0.05585 | 9 | 0.09437 | 14 | 0.15 | Null | Null | Null | Null | Null | Null | Null | Null | Null
0.05585 | 9 | 0.09437 | 14 | 0.2 | Null | Null | Null | Null | Null | Null | Null | Null | Null
0.05585 | 9 | 0.09437 | 14 | 0.3 | Null | Null | Null | Null | Null | Null | Null | Null | Null
0.05585 | 9 | 0.09437 | 14 | 0.4 | Null | Null | Null | Null | Null | Null | Null | Null | Null
0.05585 | 9 | 0.09437 | 14 | 0.5 | Null | Null | Null | Null | Null | Null | Null | Null | Null
0.05585 | 9 | 0.09437 | 14 | 0.6 | Null | Null | Null | Null | Null | Null | Null | Null | Null
0.05585 | 9 | 0.09437 | 14 | 0.7 | Null | Null | Null | Null | Null | Null | Null | Null | Null
0.05585 | 9 | 0.09437 | 14 | 0.8 | Null | Null | Null | Null | Null | Null | Null | Null | Null
0.05585 | 9 | 0.09437 | 14 | 0.9 | Null | Null | Null | Null | Null | Null | Null | Null | Null
0.05585 | 9 | 0.09437 | 14 | 1 | Null | Null | Null | Null | Null | Null | Null | Null | Null
0.05585 | 9 | 0.09437 | 14.5 | 0.15 | Null | Null | Null | Null | Null | Null | Null | Null | Null
0.05585 | 9 | 0.09437 | 14.5 | 0.2 | Null | Null | Null | Null | Null | Null | Null | Null | Null
0.05585 | 9 | 0.09437 | 14.5 | 0.3 | Null | Null | Null | Null | Null | Null | Null | Null | Null
0.05585 | 9 | 0.09437 | 14.5 | 0.4 | Null | Null | Null | Null | Null | Null | Null | Null | Null
0.05585 | 9 | 0.09437 | 14.5 | 0.5 | Null | Null | Null | Null | Null | Null | Null | Null | Null
0.05585 | 9 | 0.09437 | 14.5 | 0.6 | Null | Null | Null | Null | Null | Null | Null | Null | Null
0.05585 | 9 | 0.09437 | 14.5 | 0.7 | Null | Null | Null | Null | Null | Null | Null | Null | Null
0.05585 | 9 | 0.09437 | 14.5 | 0.8 | Null | Null | Null | Null | Null | Null | Null | Null | Null
0.05585 | 9 | 0.09437 | 14.5 | 0.9 | Null | Null | Null | Null | Null | Null | Null | Null | Null
0.05585 | 9 | 0.09437 | 14.5 | 1 | Null | Null | Null | Null | Null | Null | Null | Null | Null
0.05585 | 9 | 0.09437 | 15 | 0.15 | Null | Null | Null | Null | Null | Null | Null | Null | Null
0.05585 | 9 | 0.09437 | 15 | 0.2 | Null | Null | Null | Null | Null | Null | Null | Null | Null
0.05585 | 9 | 0.09437 | 15 | 0.3 | Null | Null | Null | Null | Null | Null | Null | Null | Null
0.05585 | 9 | 0.09437 | 15 | 0.4 | Null | Null | Null | Null | Null | Null | Null | Null | Null
0.05585 | 9 | 0.09437 | 15 | 0.5 | Null | Null | Null | Null | Null | Null | Null | Null | Null
0.05585 | 9 | 0.09437 | 15 | 0.6 | Null | Null | Null | Null | Null | Null | Null | Null | Null
0.05585 | 9 | 0.09437 | 15 | 0.7 | Null | Null | Null | Null | Null | Null | Null | Null | Null
0.05585 | 9 | 0.09437 | 15 | 0.8 | Null | Null | Null | Null | Null | Null | Null | Null | Null
0.05585 | 9 | 0.09437 | 15 | 0.9 | Null | Null | Null | Null | Null | Null | Null | Null | Null
0.05585 | 9 | 0.09437 | 15 | 1 | Null | Null | Null | Null | Null | Null | Null | Null | Null
0.05585 | 9 | 0.09437 | 15.5 | 0.15 | Null | Null | Null | Null | Null | Null | Null | Null | Null
0.05585 | 9 | 0.09437 | 15.5 | 0.2 | Null | Null | Null | Null | Null | Null | Null | Null | Null
0.05585 | 9 | 0.09437 | 15.5 | 0.3 | Null | Null | Null | Null | Null | Null | Null | Null | Null
0.05585 | 9 | 0.09437 | 15.5 | 0.4 | Null | Null | Null | Null | Null | Null | Null | Null | Null
0.05585 | 9 | 0.09437 | 15.5 | 0.5 | Null | Null | Null | Null | Null | Null | Null | Null | Null
0.05585 | 9 | 0.09437 | 15.5 | 0.6 | Null | Null | Null | Null | Null | Null | Null | Null | Null
0.05585 | 9 | 0.09437 | 15.5 | 0.7 | Null | Null | Null | Null | Null | Null | Null | Null | Null
0.05585 | 9 | 0.09437 | 15.5 | 0.8 | Null | Null | Null | Null | Null | Null | Null | Null | Null
0.05585 | 9 | 0.09437 | 15.5 | 0.9 | Null | Null | Null | Null | Null | Null | Null | Null | Null
0.05585 | 9 | 0.09437 | 15.5 | 1 | Null | Null | Null | Null | Null | Null | Null | Null | Null
0.05585 | 9 | 0.09437 | 16 | 0.15 | Null | Null | Null | Null | Null | Null | Null | Null | Null
0.05585 | 9 | 0.09437 | 16 | 0.2 | Null | Null | Null | Null | Null | Null | Null | Null | Null
0.05585 | 9 | 0.09437 | 16 | 0.3 | Null | Null | Null | Null | Null | Null | Null | Null | Null
0.05585 | 9 | 0.09437 | 16 | 0.4 | Null | Null | Null | Null | Null | Null | Null | Null | Null
0.05585 | 9 | 0.09437 | 16 | 0.5 | Null | Null | Null | Null | Null | Null | Null | Null | Null
0.05585 | 9 | 0.09437 | 16 | 0.6 | Null | Null | Null | Null | Null | Null | Null | Null | Null
0.05585 | 9 | 0.09437 | 16 | 0.7 | Null | Null | Null | Null | Null | Null | Null | Null | Null
0.05585 | 9 | 0.09437 | 16 | 0.8 | Null | Null | Null | Null | Null | Null | Null | Null | Null
0.05585 | 9 | 0.09437 | 16 | 0.9 | Null | Null | Null | Null | Null | Null | Null | Null | Null
0.05585 | 9 | 0.09437 | 16 | 1 | Null | Null | Null | Null | Null | Null | Null | Null | Null
0.05585 | 9 | 0.09437 | 16.5 | 0.15 | Null | Null | Null | Null | Null | Null | Null | Null | Null
0.05585 | 9 | 0.09437 | 16.5 | 0.2 | Null | Null | Null | Null | Null | Null | Null | Null | Null
0.05585 | 9 | 0.09437 | 16.5 | 0.3 | Null | Null | Null | Null | Null | Null | Null | Null | Null
0.05585 | 9 | 0.09437 | 16.5 | 0.4 | Null | Null | Null | Null | Null | Null | Null | Null | Null
0.05585 | 9 | 0.09437 | 16.5 | 0.5 | Null | Null | Null | Null | Null | Null | Null | Null | Null
0.05585 | 9 | 0.09437 | 16.5 | 0.6 | Null | Null | Null | Null | Null | Null | Null | Null | Null
0.05585 | 9 | 0.09437 | 16.5 | 0.7 | Null | Null | Null | Null | Null | Null | Null | Null | Null
0.05585 | 9 | 0.09437 | 16.5 | 0.8 | Null | Null | Null | Null | Null | Null | Null | Null | Null
0.05585 | 9 | 0.09437 | 16.5 | 0.9 | Null | Null | Null | Null | Null | Null | Null | Null | Null
0.05585 | 9 | 0.09437 | 16.5 | 1 | Null | Null | Null | Null | Null | Null | Null | Null | Null
0.05585 | 9 | 0.09437 | 17 | 0.15 | Null | Null | Null | Null | Null | Null | Null | Null | Null
0.05585 | 9 | 0.09437 | 17 | 0.2 | Null | Null | Null | Null | Null | Null | Null | Null | Null
0.05585 | 9 | 0.09437 | 17 | 0.3 | Null | Null | Null | Null | Null | Null | Null | Null | Null
0.05585 | 9 | 0.09437 | 17 | 0.4 | Null | Null | Null | Null | Null | Null | Null | Null | Null
0.05585 | 9 | 0.09437 | 17 | 0.5 | Null | Null | Null | Null | Null | Null | Null | Null | Null
0.05585 | 9 | 0.09437 | 17 | 0.6 | Null | Null | Null | Null | Null | Null | Null | Null | Null
0.05585 | 9 | 0.09437 | 17 | 0.7 | Null | Null | Null | Null | Null | Null | Null | Null | Null
0.05585 | 9 | 0.09437 | 17 | 0.8 | Null | Null | Null | Null | Null | Null | Null | Null | Null
0.05585 | 9 | 0.09437 | 17 | 0.9 | Null | Null | Null | Null | Null | Null | Null | Null | Null
0.05585 | 9 | 0.09437 | 17 | 1 | Null | Null | Null | Null | Null | Null | Null | Null | Null
0.05585 | 9 | 0.09437 | 17.5 | 0.15 | Null | Null | Null | Null | Null | Null | Null | Null | Null
0.05585 | 9 | 0.09437 | 17.5 | 0.2 | Null | Null | Null | Null | Null | Null | Null | Null | Null
0.05585 | 9 | 0.09437 | 17.5 | 0.3 | Null | Null | Null | Null | Null | Null | Null | Null | Null
0.05585 | 9 | 0.09437 | 17.5 | 0.4 | Null | Null | Null | Null | Null | Null | Null | Null | Null
0.05585 | 9 | 0.09437 | 17.5 | 0.5 | Null | Null | Null | Null | Null | Null | Null | Null | Null
0.05585 | 9 | 0.09437 | 17.5 | 0.6 | Null | Null | Null | Null | Null | Null | Null | Null | Null
0.05585 | 9 | 0.09437 | 17.5 | 0.7 | Null | Null | Null | Null | Null | Null | Null | Null | Null
0.05585 | 9 | 0.09437 | 17.5 | 0.8 | Null | Null | Null | Null | Null | Null | Null | Null | Null
0.05585 | 9 | 0.09437 | 17.5 | 0.9 | Null | Null | Null | Null | Null | Null | Null | Null | Null
0.05585 | 9 | 0.09437 | 17.5 | 1 | Null | Null | Null | Null | Null | Null | Null | Null | Null
0.05585 | 9 | 0.09437 | 18 | 0.15 | Null | Null | Null | Null | Null | Null | Null | Null | Null
0.05585 | 9 | 0.09437 | 18 | 0.2 | Null | Null | Null | Null | Null | Null | Null | Null | Null
0.05585 | 9 | 0.09437 | 18 | 0.3 | Null | Null | Null | Null | Null | Null | Null | Null | Null
0.05585 | 9 | 0.09437 | 18 | 0.4 | Null | Null | Null | Null | Null | Null | Null | Null | Null
0.05585 | 9 | 0.09437 | 18 | 0.5 | Null | Null | Null | Null | Null | Null | Null | Null | Null
0.05585 | 9 | 0.09437 | 18 | 0.6 | Null | Null | Null | Null | Null | Null | Null | Null | Null
0.05585 | 9 | 0.09437 | 18 | 0.7 | Null | Null | Null | Null | Null | Null | Null | Null | Null
0.05585 | 9 | 0.09437 | 18 | 0.8 | Null | Null | Null | Null | Null | Null | Null | Null | Null
0.05585 | 9 | 0.09437 | 18 | 0.9 | Null | Null | Null | Null | Null | Null | Null | Null | Null
0.05585 | 9 | 0.09437 | 18 | 1 | Null | Null | Null | Null | Null | Null | Null | Null | Null
0.05585 | 9 | 0.09437 | 21 | 0.15 | Null | Null | Null | Null | Null | Null | Null | Null | Null
0.05585 | 9 | 0.09437 | 21 | 0.2 | Null | Null | Null | Null | Null | Null | Null | Null | Null
0.05585 | 9 | 0.09437 | 21 | 0.3 | Null | Null | Null | Null | Null | Null | Null | Null | Null
0.05585 | 9 | 0.09437 | 21 | 0.4 | Null | Null | Null | Null | Null | Null | Null | Null | Null
0.05585 | 9 | 0.09437 | 21 | 0.5 | Null | Null | Null | Null | Null | Null | Null | Null | Null
0.05585 | 9 | 0.09437 | 21 | 0.6 | Null | Null | Null | Null | Null | Null | Null | Null | Null
0.05585 | 9 | 0.09437 | 21 | 0.7 | Null | Null | Null | Null | Null | Null | Null | Null | Null
0.05585 | 9 | 0.09437 | 21 | 0.8 | Null | Null | Null | Null | Null | Null | Null | Null | Null
0.05585 | 9 | 0.09437 | 21 | 0.9 | Null | Null | Null | Null | Null | Null | Null | Null | Null
0.05585 | 9 | 0.09437 | 21 | 1 | Null | Null | Null | Null | Null | Null | Null | Null | Null
0.05585 | 9 | 0.09437 | 24 | 0.15 | Null | Null | Null | Null | Null | Null | Null | Null | Null
0.05585 | 9 | 0.09437 | 24 | 0.2 | Null | Null | Null | Null | Null | Null | Null | Null | Null
0.05585 | 9 | 0.09437 | 24 | 0.3 | Null | Null | Null | Null | Null | Null | Null | Null | Null
0.05585 | 9 | 0.09437 | 24 | 0.4 | Null | Null | Null | Null | Null | Null | Null | Null | Null
0.05585 | 9 | 0.09437 | 24 | 0.5 | Null | Null | Null | Null | Null | Null | Null | Null | Null
0.05585 | 9 | 0.09437 | 24 | 0.6 | Null | Null | Null | Null | Null | Null | Null | Null | Null
0.05585 | 9 | 0.09437 | 24 | 0.7 | Null | Null | Null | Null | Null | Null | Null | Null | Null
0.05585 | 9 | 0.09437 | 24 | 0.8 | Null | Null | Null | Null | Null | Null | Null | Null | Null
0.05585 | 9 | 0.09437 | 24 | 0.9 | Null | Null | Null | Null | Null | Null | Null | Null | Null
0.05585 | 9 | 0.09437 | 24 | 1 | Null | Null | Null | Null | Null | Null | Null | Null | Null
0.05585 | 9 | 0.09437 | 27 | 0.15 | Null | Null | Null | Null | Null | Null | Null | Null | Null
0.05585 | 9 | 0.09437 | 27 | 0.2 | Null | Null | Null | Null | Null | Null | Null | Null | Null
0.05585 | 9 | 0.09437 | 27 | 0.3 | Null | Null | Null | Null | Null | Null | Null | Null | Null
0.05585 | 9 | 0.09437 | 27 | 0.4 | Null | Null | Null | Null | Null | Null | Null | Null | Null
0.05585 | 9 | 0.09437 | 27 | 0.5 | Null | Null | Null | Null | Null | Null | Null | Null | Null
0.05585 | 9 | 0.09437 | 27 | 0.6 | Null | Null | Null | Null | Null | Null | Null | Null | Null
0.05585 | 9 | 0.09437 | 27 | 0.7 | Null | Null | Null | Null | Null | Null | Null | Null | Null
0.05585 | 9 | 0.09437 | 27 | 0.8 | Null | Null | Null | Null | Null | Null | Null | Null | Null
0.05585 | 9 | 0.09437 | 27 | 0.9 | Null | Null | Null | Null | Null | Null | Null | Null | Null
0.05585 | 9 | 0.09437 | 27 | 1 | Null | Null | Null | Null | Null | Null | Null | Null | Null
0.05585 | 9 | 0.09437 | 30 | 0.15 | Null | Null | Null | Null | Null | Null | Null | Null | Null
0.05585 | 9 | 0.09437 | 30 | 0.2 | Null | Null | Null | Null | Null | Null | Null | Null | Null
0.05585 | 9 | 0.09437 | 30 | 0.3 | Null | Null | Null | Null | Null | Null | Null | Null | Null
0.05585 | 9 | 0.09437 | 30 | 0.4 | Null | Null | Null | Null | Null | Null | Null | Null | Null
0.05585 | 9 | 0.09437 | 30 | 0.5 | Null | Null | Null | Null | Null | Null | Null | Null | Null
0.05585 | 9 | 0.09437 | 30 | 0.6 | Null | Null | Null | Null | Null | Null | Null | Null | Null
0.05585 | 9 | 0.09437 | 30 | 0.7 | Null | Null | Null | Null | Null | Null | Null | Null | Null
0.05585 | 9 | 0.09437 | 30 | 0.8 | Null | Null | Null | Null | Null | Null | Null | Null | Null
0.05585 | 9 | 0.09437 | 30 | 0.9 | Null | Null | Null | Null | Null | Null | Null | Null | Null
0.05585 | 9 | 0.09437 | 30 | 1 | Null | Null | Null | Null | Null | Null | Null | Null | Null
0.05585 | 9 | 0.09644 | 10.5 | 0.15 | Null | Null | Null | Null | Null | Null | Null | Null | Null
0.05585 | 9 | 0.09644 | 10.5 | 0.2 | Null | Null | Null | Null | Null | Null | Null | Null | Null
0.05585 | 9 | 0.09644 | 10.5 | 0.3 | Null | Null | Null | Null | Null | Null | Null | Null | Null
0.05585 | 9 | 0.09644 | 10.5 | 0.4 | Null | Null | Null | Null | Null | Null | Null | Null | Null
0.05585 | 9 | 0.09644 | 10.5 | 0.5 | Null | Null | Null | Null | Null | Null | Null | Null | Null
0.05585 | 9 | 0.09644 | 10.5 | 0.6 | Null | Null | Null | Null | Null | Null | Null | Null | Null
0.05585 | 9 | 0.09644 | 10.5 | 0.7 | Null | Null | Null | Null | Null | Null | Null | Null | Null
0.05585 | 9 | 0.09644 | 10.5 | 0.8 | Null | Null | Null | Null | Null | Null | Null | Null | Null
0.05585 | 9 | 0.09644 | 10.5 | 0.9 | Null | Null | Null | Null | Null | Null | Null | Null | Null
0.05585 | 9 | 0.09644 | 10.5 | 1 | Null | Null | Null | Null | Null | Null | Null | Null | Null
0.05585 | 9 | 0.09644 | 11 | 0.15 | Null | Null | Null | Null | Null | Null | Null | Null | Null
0.05585 | 9 | 0.09644 | 11 | 0.2 | Null | Null | Null | Null | Null | Null | Null | Null | Null
0.05585 | 9 | 0.09644 | 11 | 0.3 | Null | Null | Null | Null | Null | Null | Null | Null | Null
0.05585 | 9 | 0.09644 | 11 | 0.4 | Null | Null | Null | Null | Null | Null | Null | Null | Null
0.05585 | 9 | 0.09644 | 11 | 0.5 | Null | Null | Null | Null | Null | Null | Null | Null | Null
0.05585 | 9 | 0.09644 | 11 | 0.6 | Null | Null | Null | Null | Null | Null | Null | Null | Null
0.05585 | 9 | 0.09644 | 11 | 0.7 | Null | Null | Null | Null | Null | Null | Null | Null | Null
0.05585 | 9 | 0.09644 | 11 | 0.8 | Null | Null | Null | Null | Null | Null | Null | Null | Null
0.05585 | 9 | 0.09644 | 11 | 0.9 | Null | Null | Null | Null | Null | Null | Null | Null | Null
0.05585 | 9 | 0.09644 | 11 | 1 | Null | Null | Null | Null | Null | Null | Null | Null | Null
0.05585 | 9 | 0.09644 | 11.5 | 0.15 | Null | Null | Null | Null | Null | Null | Null | Null | Null
0.05585 | 9 | 0.09644 | 11.5 | 0.2 | Null | Null | Null | Null | Null | Null | Null | Null | Null
0.05585 | 9 | 0.09644 | 11.5 | 0.3 | Null | Null | Null | Null | Null | Null | Null | Null | Null
0.05585 | 9 | 0.09644 | 11.5 | 0.4 | Null | Null | Null | Null | Null | Null | Null | Null | Null
0.05585 | 9 | 0.09644 | 11.5 | 0.5 | Null | Null | Null | Null | Null | Null | Null | Null | Null
0.05585 | 9 | 0.09644 | 11.5 | 0.6 | Null | Null | Null | Null | Null | Null | Null | Null | Null
0.05585 | 9 | 0.09644 | 11.5 | 0.7 | Null | Null | Null | Null | Null | Null | Null | Null | Null
0.05585 | 9 | 0.09644 | 11.5 | 0.8 | Null | Null | Null | Null | Null | Null | Null | Null | Null
0.05585 | 9 | 0.09644 | 11.5 | 0.9 | Null | Null | Null | Null | Null | Null | Null | Null | Null
0.05585 | 9 | 0.09644 | 11.5 | 1 | Null | Null | Null | Null | Null | Null | Null | Null | Null
0.05585 | 9 | 0.09644 | 12 | 0.15 | Null | Null | Null | Null | Null | Null | Null | Null | Null
0.05585 | 9 | 0.09644 | 12 | 0.2 | Null | Null | Null | Null | Null | Null | Null | Null | Null
0.05585 | 9 | 0.09644 | 12 | 0.3 | Null | Null | Null | Null | Null | Null | Null | Null | Null
0.05585 | 9 | 0.09644 | 12 | 0.4 | Null | Null | Null | Null | Null | Null | Null | Null | Null
0.05585 | 9 | 0.09644 | 12 | 0.5 | Null | Null | Null | Null | Null | Null | Null | Null | Null
0.05585 | 9 | 0.09644 | 12 | 0.6 | Null | Null | Null | Null | Null | Null | Null | Null | Null
0.05585 | 9 | 0.09644 | 12 | 0.7 | Null | Null | Null | Null | Null | Null | Null | Null | Null
0.05585 | 9 | 0.09644 | 12 | 0.8 | Null | Null | Null | Null | Null | Null | Null | Null | Null
0.05585 | 9 | 0.09644 | 12 | 0.9 | Null | Null | Null | Null | Null | Null | Null | Null | Null
0.05585 | 9 | 0.09644 | 12 | 1 | Null | Null | Null | Null | Null | Null | Null | Null | Null
0.05585 | 9 | 0.09644 | 12.5 | 0.15 | Null | Null | Null | Null | Null | Null | Null | Null | Null
0.05585 | 9 | 0.09644 | 12.5 | 0.2 | Null | Null | Null | Null | Null | Null | Null | Null | Null
0.05585 | 9 | 0.09644 | 12.5 | 0.3 | Null | Null | Null | Null | Null | Null | Null | Null | Null
0.05585 | 9 | 0.09644 | 12.5 | 0.4 | Null | Null | Null | Null | Null | Null | Null | Null | Null
0.05585 | 9 | 0.09644 | 12.5 | 0.5 | Null | Null | Null | Null | Null | Null | Null | Null | Null
0.05585 | 9 | 0.09644 | 12.5 | 0.6 | Null | Null | Null | Null | Null | Null | Null | Null | Null
0.05585 | 9 | 0.09644 | 12.5 | 0.7 | Null | Null | Null | Null | Null | Null | Null | Null | Null
0.05585 | 9 | 0.09644 | 12.5 | 0.8 | Null | Null | Null | Null | Null | Null | Null | Null | Null
0.05585 | 9 | 0.09644 | 12.5 | 0.9 | Null | Null | Null | Null | Null | Null | Null | Null | Null
0.05585 | 9 | 0.09644 | 12.5 | 1 | Null | Null | Null | Null | Null | Null | Null | Null | Null
0.05585 | 9 | 0.09644 | 13 | 0.15 | Null | Null | Null | Null | Null | Null | Null | Null | Null
0.05585 | 9 | 0.09644 | 13 | 0.2 | Null | Null | Null | Null | Null | Null | Null | Null | Null
0.05585 | 9 | 0.09644 | 13 | 0.3 | Null | Null | Null | Null | Null | Null | Null | Null | Null
0.05585 | 9 | 0.09644 | 13 | 0.4 | Null | Null | Null | Null | Null | Null | Null | Null | Null
0.05585 | 9 | 0.09644 | 13 | 0.5 | Null | Null | Null | Null | Null | Null | Null | Null | Null
0.05585 | 9 | 0.09644 | 13 | 0.6 | Null | Null | Null | Null | Null | Null | Null | Null | Null
0.05585 | 9 | 0.09644 | 13 | 0.7 | Null | Null | Null | Null | Null | Null | Null | Null | Null
0.05585 | 9 | 0.09644 | 13 | 0.8 | Null | Null | Null | Null | Null | Null | Null | Null | Null
0.05585 | 9 | 0.09644 | 13 | 0.9 | Null | Null | Null | Null | Null | Null | Null | Null | Null
0.05585 | 9 | 0.09644 | 13 | 1 | Null | Null | Null | Null | Null | Null | Null | Null | Null
0.05585 | 9 | 0.09644 | 13.5 | 0.15 | Null | Null | Null | Null | Null | Null | Null | Null | Null
0.05585 | 9 | 0.09644 | 13.5 | 0.2 | Null | Null | Null | Null | Null | Null | Null | Null | Null
0.05585 | 9 | 0.09644 | 13.5 | 0.3 | Null | Null | Null | Null | Null | Null | Null | Null | Null
0.05585 | 9 | 0.09644 | 13.5 | 0.4 | Null | Null | Null | Null | Null | Null | Null | Null | Null
0.05585 | 9 | 0.09644 | 13.5 | 0.5 | Null | Null | Null | Null | Null | Null | Null | Null | Null
0.05585 | 9 | 0.09644 | 13.5 | 0.6 | Null | Null | Null | Null | Null | Null | Null | Null | Null
0.05585 | 9 | 0.09644 | 13.5 | 0.7 | Null | Null | Null | Null | Null | Null | Null | Null | Null
0.05585 | 9 | 0.09644 | 13.5 | 0.8 | Null | Null | Null | Null | Null | Null | Null | Null | Null
0.05585 | 9 | 0.09644 | 13.5 | 0.9 | Null | Null | Null | Null | Null | Null | Null | Null | Null
0.05585 | 9 | 0.09644 | 13.5 | 1 | Null | Null | Null | Null | Null | Null | Null | Null | Null
0.05585 | 9 | 0.09644 | 14 | 0.15 | Null | Null | Null | Null | Null | Null | Null | Null | Null
0.05585 | 9 | 0.09644 | 14 | 0.2 | Null | Null | Null | Null | Null | Null | Null | Null | Null
0.05585 | 9 | 0.09644 | 14 | 0.3 | Null | Null | Null | Null | Null | Null | Null | Null | Null
0.05585 | 9 | 0.09644 | 14 | 0.4 | Null | Null | Null | Null | Null | Null | Null | Null | Null
0.05585 | 9 | 0.09644 | 14 | 0.5 | Null | Null | Null | Null | Null | Null | Null | Null | Null
0.05585 | 9 | 0.09644 | 14 | 0.6 | Null | Null | Null | Null | Null | Null | Null | Null | Null
0.05585 | 9 | 0.09644 | 14 | 0.7 | Null | Null | Null | Null | Null | Null | Null | Null | Null
0.05585 | 9 | 0.09644 | 14 | 0.8 | Null | Null | Null | Null | Null | Null | Null | Null | Null
0.05585 | 9 | 0.09644 | 14 | 0.9 | Null | Null | Null | Null | Null | Null | Null | Null | Null
0.05585 | 9 | 0.09644 | 14 | 1 | Null | Null | Null | Null | Null | Null | Null | Null | Null
0.05585 | 9 | 0.09644 | 14.5 | 0.15 | Null | Null | Null | Null | Null | Null | Null | Null | Null
0.05585 | 9 | 0.09644 | 14.5 | 0.2 | Null | Null | Null | Null | Null | Null | Null | Null | Null
0.05585 | 9 | 0.09644 | 14.5 | 0.3 | Null | Null | Null | Null | Null | Null | Null | Null | Null
0.05585 | 9 | 0.09644 | 14.5 | 0.4 | Null | Null | Null | Null | Null | Null | Null | Null | Null
0.05585 | 9 | 0.09644 | 14.5 | 0.5 | Null | Null | Null | Null | Null | Null | Null | Null | Null
0.05585 | 9 | 0.09644 | 14.5 | 0.6 | Null | Null | Null | Null | Null | Null | Null | Null | Null
0.05585 | 9 | 0.09644 | 14.5 | 0.7 | Null | Null | Null | Null | Null | Null | Null | Null | Null
0.05585 | 9 | 0.09644 | 14.5 | 0.8 | Null | Null | Null | Null | Null | Null | Null | Null | Null
0.05585 | 9 | 0.09644 | 14.5 | 0.9 | Null | Null | Null | Null | Null | Null | Null | Null | Null
0.05585 | 9 | 0.09644 | 14.5 | 1 | Null | Null | Null | Null | Null | Null | Null | Null | Null
0.05585 | 9 | 0.09644 | 15 | 0.15 | Null | Null | Null | Null | Null | Null | Null | Null | Null
0.05585 | 9 | 0.09644 | 15 | 0.2 | Null | Null | Null | Null | Null | Null | Null | Null | Null
0.05585 | 9 | 0.09644 | 15 | 0.3 | Null | Null | Null | Null | Null | Null | Null | Null | Null
0.05585 | 9 | 0.09644 | 15 | 0.4 | Null | Null | Null | Null | Null | Null | Null | Null | Null
0.05585 | 9 | 0.09644 | 15 | 0.5 | Null | Null | Null | Null | Null | Null | Null | Null | Null
0.05585 | 9 | 0.09644 | 15 | 0.6 | Null | Null | Null | Null | Null | Null | Null | Null | Null
0.05585 | 9 | 0.09644 | 15 | 0.7 | Null | Null | Null | Null | Null | Null | Null | Null | Null
0.05585 | 9 | 0.09644 | 15 | 0.8 | Null | Null | Null | Null | Null | Null | Null | Null | Null
0.05585 | 9 | 0.09644 | 15 | 0.9 | Null | Null | Null | Null | Null | Null | Null | Null | Null
0.05585 | 9 | 0.09644 | 15 | 1 | Null | Null | Null | Null | Null | Null | Null | Null | Null
0.05585 | 9 | 0.09644 | 15.5 | 0.15 | Null | Null | Null | Null | Null | Null | Null | Null | Null
0.05585 | 9 | 0.09644 | 15.5 | 0.2 | Null | Null | Null | Null | Null | Null | Null | Null | Null
0.05585 | 9 | 0.09644 | 15.5 | 0.3 | Null | Null | Null | Null | Null | Null | Null | Null | Null
0.05585 | 9 | 0.09644 | 15.5 | 0.4 | Null | Null | Null | Null | Null | Null | Null | Null | Null
0.05585 | 9 | 0.09644 | 15.5 | 0.5 | Null | Null | Null | Null | Null | Null | Null | Null | Null
0.05585 | 9 | 0.09644 | 15.5 | 0.6 | Null | Null | Null | Null | Null | Null | Null | Null | Null
0.05585 | 9 | 0.09644 | 15.5 | 0.7 | Null | Null | Null | Null | Null | Null | Null | Null | Null
0.05585 | 9 | 0.09644 | 15.5 | 0.8 | Null | Null | Null | Null | Null | Null | Null | Null | Null
0.05585 | 9 | 0.09644 | 15.5 | 0.9 | Null | Null | Null | Null | Null | Null | Null | Null | Null
0.05585 | 9 | 0.09644 | 15.5 | 1 | Null | Null | Null | Null | Null | Null | Null | Null | Null
0.05585 | 9 | 0.09644 | 16 | 0.15 | Null | Null | Null | Null | Null | Null | Null | Null | Null
0.05585 | 9 | 0.09644 | 16 | 0.2 | Null | Null | Null | Null | Null | Null | Null | Null | Null
0.05585 | 9 | 0.09644 | 16 | 0.3 | Null | Null | Null | Null | Null | Null | Null | Null | Null
0.05585 | 9 | 0.09644 | 16 | 0.4 | Null | Null | Null | Null | Null | Null | Null | Null | Null
0.05585 | 9 | 0.09644 | 16 | 0.5 | Null | Null | Null | Null | Null | Null | Null | Null | Null
0.05585 | 9 | 0.09644 | 16 | 0.6 | Null | Null | Null | Null | Null | Null | Null | Null | Null
0.05585 | 9 | 0.09644 | 16 | 0.7 | Null | Null | Null | Null | Null | Null | Null | Null | Null
0.05585 | 9 | 0.09644 | 16 | 0.8 | Null | Null | Null | Null | Null | Null | Null | Null | Null
0.05585 | 9 | 0.09644 | 16 | 0.9 | Null | Null | Null | Null | Null | Null | Null | Null | Null
0.05585 | 9 | 0.09644 | 16 | 1 | Null | Null | Null | Null | Null | Null | Null | Null | Null
0.05585 | 9 | 0.09644 | 16.5 | 0.15 | Null | Null | Null | Null | Null | Null | Null | Null | Null
0.05585 | 9 | 0.09644 | 16.5 | 0.2 | Null | Null | Null | Null | Null | Null | Null | Null | Null
0.05585 | 9 | 0.09644 | 16.5 | 0.3 | Null | Null | Null | Null | Null | Null | Null | Null | Null
0.05585 | 9 | 0.09644 | 16.5 | 0.4 | Null | Null | Null | Null | Null | Null | Null | Null | Null
0.05585 | 9 | 0.09644 | 16.5 | 0.5 | Null | Null | Null | Null | Null | Null | Null | Null | Null
0.05585 | 9 | 0.09644 | 16.5 | 0.6 | Null | Null | Null | Null | Null | Null | Null | Null | Null
0.05585 | 9 | 0.09644 | 16.5 | 0.7 | Null | Null | Null | Null | Null | Null | Null | Null | Null
0.05585 | 9 | 0.09644 | 16.5 | 0.8 | Null | Null | Null | Null | Null | Null | Null | Null | Null
0.05585 | 9 | 0.09644 | 16.5 | 0.9 | Null | Null | Null | Null | Null | Null | Null | Null | Null
0.05585 | 9 | 0.09644 | 16.5 | 1 | Null | Null | Null | Null | Null | Null | Null | Null | Null
0.05585 | 9 | 0.09644 | 17 | 0.15 | Null | Null | Null | Null | Null | Null | Null | Null | Null
0.05585 | 9 | 0.09644 | 17 | 0.2 | Null | Null | Null | Null | Null | Null | Null | Null | Null
0.05585 | 9 | 0.09644 | 17 | 0.3 | Null | Null | Null | Null | Null | Null | Null | Null | Null
0.05585 | 9 | 0.09644 | 17 | 0.4 | Null | Null | Null | Null | Null | Null | Null | Null | Null
0.05585 | 9 | 0.09644 | 17 | 0.5 | Null | Null | Null | Null | Null | Null | Null | Null | Null
0.05585 | 9 | 0.09644 | 17 | 0.6 | Null | Null | Null | Null | Null | Null | Null | Null | Null
0.05585 | 9 | 0.09644 | 17 | 0.7 | Null | Null | Null | Null | Null | Null | Null | Null | Null
0.05585 | 9 | 0.09644 | 17 | 0.8 | Null | Null | Null | Null | Null | Null | Null | Null | Null
0.05585 | 9 | 0.09644 | 17 | 0.9 | Null | Null | Null | Null | Null | Null | Null | Null | Null
0.05585 | 9 | 0.09644 | 17 | 1 | Null | Null | Null | Null | Null | Null | Null | Null | Null
0.05585 | 9 | 0.09644 | 17.5 | 0.15 | Null | Null | Null | Null | Null | Null | Null | Null | Null
0.05585 | 9 | 0.09644 | 17.5 | 0.2 | Null | Null | Null | Null | Null | Null | Null | Null | Null
0.05585 | 9 | 0.09644 | 17.5 | 0.3 | Null | Null | Null | Null | Null | Null | Null | Null | Null
0.05585 | 9 | 0.09644 | 17.5 | 0.4 | Null | Null | Null | Null | Null | Null | Null | Null | Null
0.05585 | 9 | 0.09644 | 17.5 | 0.5 | Null | Null | Null | Null | Null | Null | Null | Null | Null
0.05585 | 9 | 0.09644 | 17.5 | 0.6 | Null | Null | Null | Null | Null | Null | Null | Null | Null
0.05585 | 9 | 0.09644 | 17.5 | 0.7 | Null | Null | Null | Null | Null | Null | Null | Null | Null
0.05585 | 9 | 0.09644 | 17.5 | 0.8 | Null | Null | Null | Null | Null | Null | Null | Null | Null
0.05585 | 9 | 0.09644 | 17.5 | 0.9 | Null | Null | Null | Null | Null | Null | Null | Null | Null
0.05585 | 9 | 0.09644 | 17.5 | 1 | Null | Null | Null | Null | Null | Null | Null | Null | Null
0.05585 | 9 | 0.09644 | 18 | 0.15 | Null | Null | Null | Null | Null | Null | Null | Null | Null
0.05585 | 9 | 0.09644 | 18 | 0.2 | Null | Null | Null | Null | Null | Null | Null | Null | Null
0.05585 | 9 | 0.09644 | 18 | 0.3 | Null | Null | Null | Null | Null | Null | Null | Null | Null
0.05585 | 9 | 0.09644 | 18 | 0.4 | Null | Null | Null | Null | Null | Null | Null | Null | Null
0.05585 | 9 | 0.09644 | 18 | 0.5 | Null | Null | Null | Null | Null | Null | Null | Null | Null
0.05585 | 9 | 0.09644 | 18 | 0.6 | Null | Null | Null | Null | Null | Null | Null | Null | Null
0.05585 | 9 | 0.09644 | 18 | 0.7 | Null | Null | Null | Null | Null | Null | Null | Null | Null
0.05585 | 9 | 0.09644 | 18 | 0.8 | Null | Null | Null | Null | Null | Null | Null | Null | Null
0.05585 | 9 | 0.09644 | 18 | 0.9 | Null | Null | Null | Null | Null | Null | Null | Null | Null
0.05585 | 9 | 0.09644 | 18 | 1 | Null | Null | Null | Null | Null | Null | Null | Null | Null
0.05585 | 9 | 0.09644 | 21 | 0.15 | Null | Null | Null | Null | Null | Null | Null | Null | Null
0.05585 | 9 | 0.09644 | 21 | 0.2 | Null | Null | Null | Null | Null | Null | Null | Null | Null
0.05585 | 9 | 0.09644 | 21 | 0.3 | Null | Null | Null | Null | Null | Null | Null | Null | Null
0.05585 | 9 | 0.09644 | 21 | 0.4 | Null | Null | Null | Null | Null | Null | Null | Null | Null
0.05585 | 9 | 0.09644 | 21 | 0.5 | Null | Null | Null | Null | Null | Null | Null | Null | Null
0.05585 | 9 | 0.09644 | 21 | 0.6 | Null | Null | Null | Null | Null | Null | Null | Null | Null
0.05585 | 9 | 0.09644 | 21 | 0.7 | Null | Null | Null | Null | Null | Null | Null | Null | Null
0.05585 | 9 | 0.09644 | 21 | 0.8 | Null | Null | Null | Null | Null | Null | Null | Null | Null
0.05585 | 9 | 0.09644 | 21 | 0.9 | Null | Null | Null | Null | Null | Null | Null | Null | Null
0.05585 | 9 | 0.09644 | 21 | 1 | Null | Null | Null | Null | Null | Null | Null | Null | Null
0.05585 | 9 | 0.09644 | 24 | 0.15 | Null | Null | Null | Null | Null | Null | Null | Null | Null
0.05585 | 9 | 0.09644 | 24 | 0.2 | Null | Null | Null | Null | Null | Null | Null | Null | Null
0.05585 | 9 | 0.09644 | 24 | 0.3 | Null | Null | Null | Null | Null | Null | Null | Null | Null
0.05585 | 9 | 0.09644 | 24 | 0.4 | Null | Null | Null | Null | Null | Null | Null | Null | Null
0.05585 | 9 | 0.09644 | 24 | 0.5 | Null | Null | Null | Null | Null | Null | Null | Null | Null
0.05585 | 9 | 0.09644 | 24 | 0.6 | Null | Null | Null | Null | Null | Null | Null | Null | Null
0.05585 | 9 | 0.09644 | 24 | 0.7 | Null | Null | Null | Null | Null | Null | Null | Null | Null
0.05585 | 9 | 0.09644 | 24 | 0.8 | Null | Null | Null | Null | Null | Null | Null | Null | Null
0.05585 | 9 | 0.09644 | 24 | 0.9 | Null | Null | Null | Null | Null | Null | Null | Null | Null
0.05585 | 9 | 0.09644 | 24 | 1 | Null | Null | Null | Null | Null | Null | Null | Null | Null
0.05585 | 9 | 0.09644 | 27 | 0.15 | Null | Null | Null | Null | Null | Null | Null | Null | Null
0.05585 | 9 | 0.09644 | 27 | 0.2 | Null | Null | Null | Null | Null | Null | Null | Null | Null
0.05585 | 9 | 0.09644 | 27 | 0.3 | Null | Null | Null | Null | Null | Null | Null | Null | Null
0.05585 | 9 | 0.09644 | 27 | 0.4 | Null | Null | Null | Null | Null | Null | Null | Null | Null
0.05585 | 9 | 0.09644 | 27 | 0.5 | Null | Null | Null | Null | Null | Null | Null | Null | Null
0.05585 | 9 | 0.09644 | 27 | 0.6 | Null | Null | Null | Null | Null | Null | Null | Null | Null
0.05585 | 9 | 0.09644 | 27 | 0.7 | Null | Null | Null | Null | Null | Null | Null | Null | Null
0.05585 | 9 | 0.09644 | 27 | 0.8 | Null | Null | Null | Null | Null | Null | Null | Null | Null
0.05585 | 9 | 0.09644 | 27 | 0.9 | Null | Null | Null | Null | Null | Null | Null | Null | Null
0.05585 | 9 | 0.09644 | 27 | 1 | Null | Null | Null | Null | Null | Null | Null | Null | Null
0.05585 | 9 | 0.09644 | 30 | 0.15 | Null | Null | Null | Null | Null | Null | Null | Null | Null
0.05585 | 9 | 0.09644 | 30 | 0.2 | Null | Null | Null | Null | Null | Null | Null | Null | Null
0.05585 | 9 | 0.09644 | 30 | 0.3 | Null | Null | Null | Null | Null | Null | Null | Null | Null
0.05585 | 9 | 0.09644 | 30 | 0.4 | Null | Null | Null | Null | Null | Null | Null | Null | Null
0.05585 | 9 | 0.09644 | 30 | 0.5 | Null | Null | Null | Null | Null | Null | Null | Null | Null
0.05585 | 9 | 0.09644 | 30 | 0.6 | Null | Null | Null | Null | Null | Null | Null | Null | Null
0.05585 | 9 | 0.09644 | 30 | 0.7 | Null | Null | Null | Null | Null | Null | Null | Null | Null
0.05585 | 9 | 0.09644 | 30 | 0.8 | Null | Null | Null | Null | Null | Null | Null | Null | Null
0.05585 | 9 | 0.09644 | 30 | 0.9 | Null | Null | Null | Null | Null | Null | Null | Null | Null
0.05585 | 9 | 0.09644 | 30 | 1 | Null | Null | Null | Null | Null | Null | Null | Null | Null
0.05585 | 9 | 0.09737 | 10.5 | 0.15 | Null | Null | Null | Null | Null | Null | Null | Null | Null
0.05585 | 9 | 0.09737 | 10.5 | 0.2 | Null | Null | Null | Null | Null | Null | Null | Null | Null
0.05585 | 9 | 0.09737 | 10.5 | 0.3 | Null | Null | Null | Null | Null | Null | Null | Null | Null
0.05585 | 9 | 0.09737 | 10.5 | 0.4 | Null | Null | Null | Null | Null | Null | Null | Null | Null
0.05585 | 9 | 0.09737 | 10.5 | 0.5 | Null | Null | Null | Null | Null | Null | Null | Null | Null
0.05585 | 9 | 0.09737 | 10.5 | 0.6 | Null | Null | Null | Null | Null | Null | Null | Null | Null
0.05585 | 9 | 0.09737 | 10.5 | 0.7 | Null | Null | Null | Null | Null | Null | Null | Null | Null
0.05585 | 9 | 0.09737 | 10.5 | 0.8 | Null | Null | Null | Null | Null | Null | Null | Null | Null
0.05585 | 9 | 0.09737 | 10.5 | 0.9 | Null | Null | Null | Null | Null | Null | Null | Null | Null
0.05585 | 9 | 0.09737 | 10.5 | 1 | Null | Null | Null | Null | Null | Null | Null | Null | Null
0.05585 | 9 | 0.09737 | 11 | 0.15 | Null | Null | Null | Null | Null | Null | Null | Null | Null
0.05585 | 9 | 0.09737 | 11 | 0.2 | Null | Null | Null | Null | Null | Null | Null | Null | Null
0.05585 | 9 | 0.09737 | 11 | 0.3 | Null | Null | Null | Null | Null | Null | Null | Null | Null
0.05585 | 9 | 0.09737 | 11 | 0.4 | Null | Null | Null | Null | Null | Null | Null | Null | Null
0.05585 | 9 | 0.09737 | 11 | 0.5 | Null | Null | Null | Null | Null | Null | Null | Null | Null
0.05585 | 9 | 0.09737 | 11 | 0.6 | Null | Null | Null | Null | Null | Null | Null | Null | Null
0.05585 | 9 | 0.09737 | 11 | 0.7 | Null | Null | Null | Null | Null | Null | Null | Null | Null
0.05585 | 9 | 0.09737 | 11 | 0.8 | Null | Null | Null | Null | Null | Null | Null | Null | Null
0.05585 | 9 | 0.09737 | 11 | 0.9 | Null | Null | Null | Null | Null | Null | Null | Null | Null
0.05585 | 9 | 0.09737 | 11 | 1 | Null | Null | Null | Null | Null | Null | Null | Null | Null
0.05585 | 9 | 0.09737 | 11.5 | 0.15 | Null | Null | Null | Null | Null | Null | Null | Null | Null
0.05585 | 9 | 0.09737 | 11.5 | 0.2 | Null | Null | Null | Null | Null | Null | Null | Null | Null
0.05585 | 9 | 0.09737 | 11.5 | 0.3 | Null | Null | Null | Null | Null | Null | Null | Null | Null
0.05585 | 9 | 0.09737 | 11.5 | 0.4 | Null | Null | Null | Null | Null | Null | Null | Null | Null
0.05585 | 9 | 0.09737 | 11.5 | 0.5 | Null | Null | Null | Null | Null | Null | Null | Null | Null
0.05585 | 9 | 0.09737 | 11.5 | 0.6 | Null | Null | Null | Null | Null | Null | Null | Null | Null
0.05585 | 9 | 0.09737 | 11.5 | 0.7 | Null | Null | Null | Null | Null | Null | Null | Null | Null
0.05585 | 9 | 0.09737 | 11.5 | 0.8 | Null | Null | Null | Null | Null | Null | Null | Null | Null
0.05585 | 9 | 0.09737 | 11.5 | 0.9 | Null | Null | Null | Null | Null | Null | Null | Null | Null
0.05585 | 9 | 0.09737 | 11.5 | 1 | Null | Null | Null | Null | Null | Null | Null | Null | Null
0.05585 | 9 | 0.09737 | 12 | 0.15 | Null | Null | Null | Null | Null | Null | Null | Null | Null
0.05585 | 9 | 0.09737 | 12 | 0.2 | Null | Null | Null | Null | Null | Null | Null | Null | Null
0.05585 | 9 | 0.09737 | 12 | 0.3 | Null | Null | Null | Null | Null | Null | Null | Null | Null
0.05585 | 9 | 0.09737 | 12 | 0.4 | Null | Null | Null | Null | Null | Null | Null | Null | Null
0.05585 | 9 | 0.09737 | 12 | 0.5 | Null | Null | Null | Null | Null | Null | Null | Null | Null
0.05585 | 9 | 0.09737 | 12 | 0.6 | Null | Null | Null | Null | Null | Null | Null | Null | Null
0.05585 | 9 | 0.09737 | 12 | 0.7 | Null | Null | Null | Null | Null | Null | Null | Null | Null
0.05585 | 9 | 0.09737 | 12 | 0.8 | Null | Null | Null | Null | Null | Null | Null | Null | Null
0.05585 | 9 | 0.09737 | 12 | 0.9 | Null | Null | Null | Null | Null | Null | Null | Null | Null
0.05585 | 9 | 0.09737 | 12 | 1 | Null | Null | Null | Null | Null | Null | Null | Null | Null
0.05585 | 9 | 0.09737 | 12.5 | 0.15 | Null | Null | Null | Null | Null | Null | Null | Null | Null
0.05585 | 9 | 0.09737 | 12.5 | 0.2 | Null | Null | Null | Null | Null | Null | Null | Null | Null
0.05585 | 9 | 0.09737 | 12.5 | 0.3 | Null | Null | Null | Null | Null | Null | Null | Null | Null
0.05585 | 9 | 0.09737 | 12.5 | 0.4 | Null | Null | Null | Null | Null | Null | Null | Null | Null
0.05585 | 9 | 0.09737 | 12.5 | 0.5 | Null | Null | Null | Null | Null | Null | Null | Null | Null
0.05585 | 9 | 0.09737 | 12.5 | 0.6 | Null | Null | Null | Null | Null | Null | Null | Null | Null
0.05585 | 9 | 0.09737 | 12.5 | 0.7 | Null | Null | Null | Null | Null | Null | Null | Null | Null
0.05585 | 9 | 0.09737 | 12.5 | 0.8 | Null | Null | Null | Null | Null | Null | Null | Null | Null
0.05585 | 9 | 0.09737 | 12.5 | 0.9 | Null | Null | Null | Null | Null | Null | Null | Null | Null
0.05585 | 9 | 0.09737 | 12.5 | 1 | Null | Null | Null | Null | Null | Null | Null | Null | Null
0.05585 | 9 | 0.09737 | 13 | 0.15 | Null | Null | Null | Null | Null | Null | Null | Null | Null
0.05585 | 9 | 0.09737 | 13 | 0.2 | Null | Null | Null | Null | Null | Null | Null | Null | Null
0.05585 | 9 | 0.09737 | 13 | 0.3 | Null | Null | Null | Null | Null | Null | Null | Null | Null
0.05585 | 9 | 0.09737 | 13 | 0.4 | Null | Null | Null | Null | Null | Null | Null | Null | Null
0.05585 | 9 | 0.09737 | 13 | 0.5 | Null | Null | Null | Null | Null | Null | Null | Null | Null
0.05585 | 9 | 0.09737 | 13 | 0.6 | Null | Null | Null | Null | Null | Null | Null | Null | Null
0.05585 | 9 | 0.09737 | 13 | 0.7 | Null | Null | Null | Null | Null | Null | Null | Null | Null
0.05585 | 9 | 0.09737 | 13 | 0.8 | Null | Null | Null | Null | Null | Null | Null | Null | Null
0.05585 | 9 | 0.09737 | 13 | 0.9 | Null | Null | Null | Null | Null | Null | Null | Null | Null
0.05585 | 9 | 0.09737 | 13 | 1 | Null | Null | Null | Null | Null | Null | Null | Null | Null
0.05585 | 9 | 0.09737 | 13.5 | 0.15 | Null | Null | Null | Null | Null | Null | Null | Null | Null
0.05585 | 9 | 0.09737 | 13.5 | 0.2 | Null | Null | Null | Null | Null | Null | Null | Null | Null
0.05585 | 9 | 0.09737 | 13.5 | 0.3 | Null | Null | Null | Null | Null | Null | Null | Null | Null
0.05585 | 9 | 0.09737 | 13.5 | 0.4 | Null | Null | Null | Null | Null | Null | Null | Null | Null
0.05585 | 9 | 0.09737 | 13.5 | 0.5 | Null | Null | Null | Null | Null | Null | Null | Null | Null
0.05585 | 9 | 0.09737 | 13.5 | 0.6 | Null | Null | Null | Null | Null | Null | Null | Null | Null
0.05585 | 9 | 0.09737 | 13.5 | 0.7 | Null | Null | Null | Null | Null | Null | Null | Null | Null
0.05585 | 9 | 0.09737 | 13.5 | 0.8 | Null | Null | Null | Null | Null | Null | Null | Null | Null
0.05585 | 9 | 0.09737 | 13.5 | 0.9 | Null | Null | Null | Null | Null | Null | Null | Null | Null
0.05585 | 9 | 0.09737 | 13.5 | 1 | Null | Null | Null | Null | Null | Null | Null | Null | Null
0.05585 | 9 | 0.09737 | 14 | 0.15 | Null | Null | Null | Null | Null | Null | Null | Null | Null
0.05585 | 9 | 0.09737 | 14 | 0.2 | Null | Null | Null | Null | Null | Null | Null | Null | Null
0.05585 | 9 | 0.09737 | 14 | 0.3 | Null | Null | Null | Null | Null | Null | Null | Null | Null
0.05585 | 9 | 0.09737 | 14 | 0.4 | Null | Null | Null | Null | Null | Null | Null | Null | Null
0.05585 | 9 | 0.09737 | 14 | 0.5 | Null | Null | Null | Null | Null | Null | Null | Null | Null
0.05585 | 9 | 0.09737 | 14 | 0.6 | Null | Null | Null | Null | Null | Null | Null | Null | Null
0.05585 | 9 | 0.09737 | 14 | 0.7 | Null | Null | Null | Null | Null | Null | Null | Null | Null
0.05585 | 9 | 0.09737 | 14 | 0.8 | Null | Null | Null | Null | Null | Null | Null | Null | Null
0.05585 | 9 | 0.09737 | 14 | 0.9 | Null | Null | Null | Null | Null | Null | Null | Null | Null
0.05585 | 9 | 0.09737 | 14 | 1 | Null | Null | Null | Null | Null | Null | Null | Null | Null
0.05585 | 9 | 0.09737 | 14.5 | 0.15 | Null | Null | Null | Null | Null | Null | Null | Null | Null
0.05585 | 9 | 0.09737 | 14.5 | 0.2 | Null | Null | Null | Null | Null | Null | Null | Null | Null
0.05585 | 9 | 0.09737 | 14.5 | 0.3 | Null | Null | Null | Null | Null | Null | Null | Null | Null
0.05585 | 9 | 0.09737 | 14.5 | 0.4 | Null | Null | Null | Null | Null | Null | Null | Null | Null
0.05585 | 9 | 0.09737 | 14.5 | 0.5 | Null | Null | Null | Null | Null | Null | Null | Null | Null
0.05585 | 9 | 0.09737 | 14.5 | 0.6 | Null | Null | Null | Null | Null | Null | Null | Null | Null
0.05585 | 9 | 0.09737 | 14.5 | 0.7 | Null | Null | Null | Null | Null | Null | Null | Null | Null
0.05585 | 9 | 0.09737 | 14.5 | 0.8 | Null | Null | Null | Null | Null | Null | Null | Null | Null
0.05585 | 9 | 0.09737 | 14.5 | 0.9 | Null | Null | Null | Null | Null | Null | Null | Null | Null
0.05585 | 9 | 0.09737 | 14.5 | 1 | Null | Null | Null | Null | Null | Null | Null | Null | Null
0.05585 | 9 | 0.09737 | 15 | 0.15 | Null | Null | Null | Null | Null | Null | Null | Null | Null
0.05585 | 9 | 0.09737 | 15 | 0.2 | Null | Null | Null | Null | Null | Null | Null | Null | Null
0.05585 | 9 | 0.09737 | 15 | 0.3 | Null | Null | Null | Null | Null | Null | Null | Null | Null
0.05585 | 9 | 0.09737 | 15 | 0.4 | Null | Null | Null | Null | Null | Null | Null | Null | Null
0.05585 | 9 | 0.09737 | 15 | 0.5 | Null | Null | Null | Null | Null | Null | Null | Null | Null
0.05585 | 9 | 0.09737 | 15 | 0.6 | Null | Null | Null | Null | Null | Null | Null | Null | Null
0.05585 | 9 | 0.09737 | 15 | 0.7 | Null | Null | Null | Null | Null | Null | Null | Null | Null
0.05585 | 9 | 0.09737 | 15 | 0.8 | Null | Null | Null | Null | Null | Null | Null | Null | Null
0.05585 | 9 | 0.09737 | 15 | 0.9 | Null | Null | Null | Null | Null | Null | Null | Null | Null
0.05585 | 9 | 0.09737 | 15 | 1 | Null | Null | Null | Null | Null | Null | Null | Null | Null
0.05585 | 9 | 0.09737 | 15.5 | 0.15 | Null | Null | Null | Null | Null | Null | Null | Null | Null
0.05585 | 9 | 0.09737 | 15.5 | 0.2 | Null | Null | Null | Null | Null | Null | Null | Null | Null
0.05585 | 9 | 0.09737 | 15.5 | 0.3 | Null | Null | Null | Null | Null | Null | Null | Null | Null
0.05585 | 9 | 0.09737 | 15.5 | 0.4 | Null | Null | Null | Null | Null | Null | Null | Null | Null
0.05585 | 9 | 0.09737 | 15.5 | 0.5 | Null | Null | Null | Null | Null | Null | Null | Null | Null
0.05585 | 9 | 0.09737 | 15.5 | 0.6 | Null | Null | Null | Null | Null | Null | Null | Null | Null
0.05585 | 9 | 0.09737 | 15.5 | 0.7 | Null | Null | Null | Null | Null | Null | Null | Null | Null
0.05585 | 9 | 0.09737 | 15.5 | 0.8 | Null | Null | Null | Null | Null | Null | Null | Null | Null
0.05585 | 9 | 0.09737 | 15.5 | 0.9 | Null | Null | Null | Null | Null | Null | Null | Null | Null
0.05585 | 9 | 0.09737 | 15.5 | 1 | Null | Null | Null | Null | Null | Null | Null | Null | Null
0.05585 | 9 | 0.09737 | 16 | 0.15 | Null | Null | Null | Null | Null | Null | Null | Null | Null
0.05585 | 9 | 0.09737 | 16 | 0.2 | Null | Null | Null | Null | Null | Null | Null | Null | Null
0.05585 | 9 | 0.09737 | 16 | 0.3 | Null | Null | Null | Null | Null | Null | Null | Null | Null
0.05585 | 9 | 0.09737 | 16 | 0.4 | Null | Null | Null | Null | Null | Null | Null | Null | Null
0.05585 | 9 | 0.09737 | 16 | 0.5 | Null | Null | Null | Null | Null | Null | Null | Null | Null
0.05585 | 9 | 0.09737 | 16 | 0.6 | Null | Null | Null | Null | Null | Null | Null | Null | Null
0.05585 | 9 | 0.09737 | 16 | 0.7 | Null | Null | Null | Null | Null | Null | Null | Null | Null
0.05585 | 9 | 0.09737 | 16 | 0.8 | Null | Null | Null | Null | Null | Null | Null | Null | Null
0.05585 | 9 | 0.09737 | 16 | 0.9 | Null | Null | Null | Null | Null | Null | Null | Null | Null
0.05585 | 9 | 0.09737 | 16 | 1 | Null | Null | Null | Null | Null | Null | Null | Null | Null
0.05585 | 9 | 0.09737 | 16.5 | 0.15 | Null | Null | Null | Null | Null | Null | Null | Null | Null
0.05585 | 9 | 0.09737 | 16.5 | 0.2 | Null | Null | Null | Null | Null | Null | Null | Null | Null
0.05585 | 9 | 0.09737 | 16.5 | 0.3 | Null | Null | Null | Null | Null | Null | Null | Null | Null
0.05585 | 9 | 0.09737 | 16.5 | 0.4 | Null | Null | Null | Null | Null | Null | Null | Null | Null
0.05585 | 9 | 0.09737 | 16.5 | 0.5 | Null | Null | Null | Null | Null | Null | Null | Null | Null
0.05585 | 9 | 0.09737 | 16.5 | 0.6 | Null | Null | Null | Null | Null | Null | Null | Null | Null
0.05585 | 9 | 0.09737 | 16.5 | 0.7 | Null | Null | Null | Null | Null | Null | Null | Null | Null
0.05585 | 9 | 0.09737 | 16.5 | 0.8 | Null | Null | Null | Null | Null | Null | Null | Null | Null
0.05585 | 9 | 0.09737 | 16.5 | 0.9 | Null | Null | Null | Null | Null | Null | Null | Null | Null
0.05585 | 9 | 0.09737 | 16.5 | 1 | Null | Null | Null | Null | Null | Null | Null | Null | Null
0.05585 | 9 | 0.09737 | 17 | 0.15 | Null | Null | Null | Null | Null | Null | Null | Null | Null
0.05585 | 9 | 0.09737 | 17 | 0.2 | Null | Null | Null | Null | Null | Null | Null | Null | Null
0.05585 | 9 | 0.09737 | 17 | 0.3 | Null | Null | Null | Null | Null | Null | Null | Null | Null
0.05585 | 9 | 0.09737 | 17 | 0.4 | Null | Null | Null | Null | Null | Null | Null | Null | Null
0.05585 | 9 | 0.09737 | 17 | 0.5 | Null | Null | Null | Null | Null | Null | Null | Null | Null
0.05585 | 9 | 0.09737 | 17 | 0.6 | Null | Null | Null | Null | Null | Null | Null | Null | Null
0.05585 | 9 | 0.09737 | 17 | 0.7 | Null | Null | Null | Null | Null | Null | Null | Null | Null
0.05585 | 9 | 0.09737 | 17 | 0.8 | Null | Null | Null | Null | Null | Null | Null | Null | Null
0.05585 | 9 | 0.09737 | 17 | 0.9 | Null | Null | Null | Null | Null | Null | Null | Null | Null
0.05585 | 9 | 0.09737 | 17 | 1 | Null | Null | Null | Null | Null | Null | Null | Null | Null
0.05585 | 9 | 0.09737 | 17.5 | 0.15 | Null | Null | Null | Null | Null | Null | Null | Null | Null
0.05585 | 9 | 0.09737 | 17.5 | 0.2 | Null | Null | Null | Null | Null | Null | Null | Null | Null
0.05585 | 9 | 0.09737 | 17.5 | 0.3 | Null | Null | Null | Null | Null | Null | Null | Null | Null
0.05585 | 9 | 0.09737 | 17.5 | 0.4 | Null | Null | Null | Null | Null | Null | Null | Null | Null
0.05585 | 9 | 0.09737 | 17.5 | 0.5 | Null | Null | Null | Null | Null | Null | Null | Null | Null
0.05585 | 9 | 0.09737 | 17.5 | 0.6 | Null | Null | Null | Null | Null | Null | Null | Null | Null
0.05585 | 9 | 0.09737 | 17.5 | 0.7 | Null | Null | Null | Null | Null | Null | Null | Null | Null
0.05585 | 9 | 0.09737 | 17.5 | 0.8 | Null | Null | Null | Null | Null | Null | Null | Null | Null
0.05585 | 9 | 0.09737 | 17.5 | 0.9 | Null | Null | Null | Null | Null | Null | Null | Null | Null
0.05585 | 9 | 0.09737 | 17.5 | 1 | Null | Null | Null | Null | Null | Null | Null | Null | Null
0.05585 | 9 | 0.09737 | 18 | 0.15 | Null | Null | Null | Null | Null | Null | Null | Null | Null
0.05585 | 9 | 0.09737 | 18 | 0.2 | Null | Null | Null | Null | Null | Null | Null | Null | Null
0.05585 | 9 | 0.09737 | 18 | 0.3 | Null | Null | Null | Null | Null | Null | Null | Null | Null
0.05585 | 9 | 0.09737 | 18 | 0.4 | Null | Null | Null | Null | Null | Null | Null | Null | Null
0.05585 | 9 | 0.09737 | 18 | 0.5 | Null | Null | Null | Null | Null | Null | Null | Null | Null
0.05585 | 9 | 0.09737 | 18 | 0.6 | Null | Null | Null | Null | Null | Null | Null | Null | Null
0.05585 | 9 | 0.09737 | 18 | 0.7 | Null | Null | Null | Null | Null | Null | Null | Null | Null
0.05585 | 9 | 0.09737 | 18 | 0.8 | Null | Null | Null | Null | Null | Null | Null | Null | Null
0.05585 | 9 | 0.09737 | 18 | 0.9 | Null | Null | Null | Null | Null | Null | Null | Null | Null
0.05585 | 9 | 0.09737 | 18 | 1 | Null | Null | Null | Null | Null | Null | Null | Null | Null
0.05585 | 9 | 0.09737 | 21 | 0.15 | Null | Null | Null | Null | Null | Null | Null | Null | Null
0.05585 | 9 | 0.09737 | 21 | 0.2 | Null | Null | Null | Null | Null | Null | Null | Null | Null
0.05585 | 9 | 0.09737 | 21 | 0.3 | Null | Null | Null | Null | Null | Null | Null | Null | Null
0.05585 | 9 | 0.09737 | 21 | 0.4 | Null | Null | Null | Null | Null | Null | Null | Null | Null
0.05585 | 9 | 0.09737 | 21 | 0.5 | Null | Null | Null | Null | Null | Null | Null | Null | Null
0.05585 | 9 | 0.09737 | 21 | 0.6 | Null | Null | Null | Null | Null | Null | Null | Null | Null
0.05585 | 9 | 0.09737 | 21 | 0.7 | Null | Null | Null | Null | Null | Null | Null | Null | Null
0.05585 | 9 | 0.09737 | 21 | 0.8 | Null | Null | Null | Null | Null | Null | Null | Null | Null
0.05585 | 9 | 0.09737 | 21 | 0.9 | Null | Null | Null | Null | Null | Null | Null | Null | Null
0.05585 | 9 | 0.09737 | 21 | 1 | Null | Null | Null | Null | Null | Null | Null | Null | Null
0.05585 | 9 | 0.09737 | 24 | 0.15 | Null | Null | Null | Null | Null | Null | Null | Null | Null
0.05585 | 9 | 0.09737 | 24 | 0.2 | Null | Null | Null | Null | Null | Null | Null | Null | Null
0.05585 | 9 | 0.09737 | 24 | 0.3 | Null | Null | Null | Null | Null | Null | Null | Null | Null
0.05585 | 9 | 0.09737 | 24 | 0.4 | Null | Null | Null | Null | Null | Null | Null | Null | Null
0.05585 | 9 | 0.09737 | 24 | 0.5 | Null | Null | Null | Null | Null | Null | Null | Null | Null
0.05585 | 9 | 0.09737 | 24 | 0.6 | Null | Null | Null | Null | Null | Null | Null | Null | Null
0.05585 | 9 | 0.09737 | 24 | 0.7 | Null | Null | Null | Null | Null | Null | Null | Null | Null
0.05585 | 9 | 0.09737 | 24 | 0.8 | Null | Null | Null | Null | Null | Null | Null | Null | Null
0.05585 | 9 | 0.09737 | 24 | 0.9 | Null | Null | Null | Null | Null | Null | Null | Null | Null
0.05585 | 9 | 0.09737 | 24 | 1 | Null | Null | Null | Null | Null | Null | Null | Null | Null
0.05585 | 9 | 0.09737 | 27 | 0.15 | Null | Null | Null | Null | Null | Null | Null | Null | Null
0.05585 | 9 | 0.09737 | 27 | 0.2 | Null | Null | Null | Null | Null | Null | Null | Null | Null
0.05585 | 9 | 0.09737 | 27 | 0.3 | Null | Null | Null | Null | Null | Null | Null | Null | Null
0.05585 | 9 | 0.09737 | 27 | 0.4 | Null | Null | Null | Null | Null | Null | Null | Null | Null
0.05585 | 9 | 0.09737 | 27 | 0.5 | Null | Null | Null | Null | Null | Null | Null | Null | Null
0.05585 | 9 | 0.09737 | 27 | 0.6 | Null | Null | Null | Null | Null | Null | Null | Null | Null
0.05585 | 9 | 0.09737 | 27 | 0.7 | Null | Null | Null | Null | Null | Null | Null | Null | Null
0.05585 | 9 | 0.09737 | 27 | 0.8 | Null | Null | Null | Null | Null | Null | Null | Null | Null
0.05585 | 9 | 0.09737 | 27 | 0.9 | Null | Null | Null | Null | Null | Null | Null | Null | Null
0.05585 | 9 | 0.09737 | 27 | 1 | Null | Null | Null | Null | Null | Null | Null | Null | Null
0.05585 | 9 | 0.09737 | 30 | 0.15 | Null | Null | Null | Null | Null | Null | Null | Null | Null
0.05585 | 9 | 0.09737 | 30 | 0.2 | Null | Null | Null | Null | Null | Null | Null | Null | Null
0.05585 | 9 | 0.09737 | 30 | 0.3 | Null | Null | Null | Null | Null | Null | Null | Null | Null
0.05585 | 9 | 0.09737 | 30 | 0.4 | Null | Null | Null | Null | Null | Null | Null | Null | Null
0.05585 | 9 | 0.09737 | 30 | 0.5 | Null | Null | Null | Null | Null | Null | Null | Null | Null
0.05585 | 9 | 0.09737 | 30 | 0.6 | Null | Null | Null | Null | Null | Null | Null | Null | Null
0.05585 | 9 | 0.09737 | 30 | 0.7 | Null | Null | Null | Null | Null | Null | Null | Null | Null
0.05585 | 9 | 0.09737 | 30 | 0.8 | Null | Null | Null | Null | Null | Null | Null | Null | Null
0.05585 | 9 | 0.09737 | 30 | 0.9 | Null | Null | Null | Null | Null | Null | Null | Null | Null
0.05585 | 9 | 0.09737 | 30 | 1 | Null | Null | Null | Null | Null | Null | Null | Null | Null
0.05585 | 9 | 0.115 | 10.5 | 0.15 | Null | Null | Null | Null | Null | Null | Null | Null | Null
0.05585 | 9 | 0.115 | 10.5 | 0.2 | Null | Null | Null | Null | Null | Null | Null | Null | Null
0.05585 | 9 | 0.115 | 10.5 | 0.3 | Null | Null | Null | Null | Null | Null | Null | Null | Null
0.05585 | 9 | 0.115 | 10.5 | 0.4 | Null | Null | Null | Null | Null | Null | Null | Null | Null
0.05585 | 9 | 0.115 | 10.5 | 0.5 | Null | Null | Null | Null | Null | Null | Null | Null | Null
0.05585 | 9 | 0.115 | 10.5 | 0.6 | Null | Null | Null | Null | Null | Null | Null | Null | Null
0.05585 | 9 | 0.115 | 10.5 | 0.7 | Null | Null | Null | Null | Null | Null | Null | Null | Null
0.05585 | 9 | 0.115 | 10.5 | 0.8 | Null | Null | Null | Null | Null | Null | Null | Null | Null
0.05585 | 9 | 0.115 | 10.5 | 0.9 | Null | Null | Null | Null | Null | Null | Null | Null | Null
0.05585 | 9 | 0.115 | 10.5 | 1 | Null | Null | Null | Null | Null | Null | Null | Null | Null
0.05585 | 9 | 0.115 | 11 | 0.15 | Null | Null | Null | Null | Null | Null | Null | Null | Null
0.05585 | 9 | 0.115 | 11 | 0.2 | Null | Null | Null | Null | Null | Null | Null | Null | Null
0.05585 | 9 | 0.115 | 11 | 0.3 | Null | Null | Null | Null | Null | Null | Null | Null | Null
0.05585 | 9 | 0.115 | 11 | 0.4 | Null | Null | Null | Null | Null | Null | Null | Null | Null
0.05585 | 9 | 0.115 | 11 | 0.5 | Null | Null | Null | Null | Null | Null | Null | Null | Null
0.05585 | 9 | 0.115 | 11 | 0.6 | Null | Null | Null | Null | Null | Null | Null | Null | Null
0.05585 | 9 | 0.115 | 11 | 0.7 | Null | Null | Null | Null | Null | Null | Null | Null | Null
0.05585 | 9 | 0.115 | 11 | 0.8 | Null | Null | Null | Null | Null | Null | Null | Null | Null
0.05585 | 9 | 0.115 | 11 | 0.9 | Null | Null | Null | Null | Null | Null | Null | Null | Null
0.05585 | 9 | 0.115 | 11 | 1 | Null | Null | Null | Null | Null | Null | Null | Null | Null
0.05585 | 9 | 0.115 | 11.5 | 0.15 | Null | Null | Null | Null | Null | Null | Null | Null | Null
0.05585 | 9 | 0.115 | 11.5 | 0.2 | Null | Null | Null | Null | Null | Null | Null | Null | Null
0.05585 | 9 | 0.115 | 11.5 | 0.3 | Null | Null | Null | Null | Null | Null | Null | Null | Null
0.05585 | 9 | 0.115 | 11.5 | 0.4 | Null | Null | Null | Null | Null | Null | Null | Null | Null
0.05585 | 9 | 0.115 | 11.5 | 0.5 | Null | Null | Null | Null | Null | Null | Null | Null | Null
0.05585 | 9 | 0.115 | 11.5 | 0.6 | Null | Null | Null | Null | Null | Null | Null | Null | Null
0.05585 | 9 | 0.115 | 11.5 | 0.7 | Null | Null | Null | Null | Null | Null | Null | Null | Null
0.05585 | 9 | 0.115 | 11.5 | 0.8 | Null | Null | Null | Null | Null | Null | Null | Null | Null
0.05585 | 9 | 0.115 | 11.5 | 0.9 | Null | Null | Null | Null | Null | Null | Null | Null | Null
0.05585 | 9 | 0.115 | 11.5 | 1 | Null | Null | Null | Null | Null | Null | Null | Null | Null
0.05585 | 9 | 0.115 | 12 | 0.15 | Null | Null | Null | Null | Null | Null | Null | Null | Null
0.05585 | 9 | 0.115 | 12 | 0.2 | Null | Null | Null | Null | Null | Null | Null | Null | Null
0.05585 | 9 | 0.115 | 12 | 0.3 | Null | Null | Null | Null | Null | Null | Null | Null | Null
0.05585 | 9 | 0.115 | 12 | 0.4 | Null | Null | Null | Null | Null | Null | Null | Null | Null
0.05585 | 9 | 0.115 | 12 | 0.5 | Null | Null | Null | Null | Null | Null | Null | Null | Null
0.05585 | 9 | 0.115 | 12 | 0.6 | Null | Null | Null | Null | Null | Null | Null | Null | Null
0.05585 | 9 | 0.115 | 12 | 0.7 | Null | Null | Null | Null | Null | Null | Null | Null | Null
0.05585 | 9 | 0.115 | 12 | 0.8 | Null | Null | Null | Null | Null | Null | Null | Null | Null
0.05585 | 9 | 0.115 | 12 | 0.9 | Null | Null | Null | Null | Null | Null | Null | Null | Null
0.05585 | 9 | 0.115 | 12 | 1 | Null | Null | Null | Null | Null | Null | Null | Null | Null
0.05585 | 9 | 0.115 | 12.5 | 0.15 | Null | Null | Null | Null | Null | Null | Null | Null | Null
0.05585 | 9 | 0.115 | 12.5 | 0.2 | Null | Null | Null | Null | Null | Null | Null | Null | Null
0.05585 | 9 | 0.115 | 12.5 | 0.3 | Null | Null | Null | Null | Null | Null | Null | Null | Null
0.05585 | 9 | 0.115 | 12.5 | 0.4 | Null | Null | Null | Null | Null | Null | Null | Null | Null
0.05585 | 9 | 0.115 | 12.5 | 0.5 | Null | Null | Null | Null | Null | Null | Null | Null | Null
0.05585 | 9 | 0.115 | 12.5 | 0.6 | Null | Null | Null | Null | Null | Null | Null | Null | Null
0.05585 | 9 | 0.115 | 12.5 | 0.7 | Null | Null | Null | Null | Null | Null | Null | Null | Null
0.05585 | 9 | 0.115 | 12.5 | 0.8 | Null | Null | Null | Null | Null | Null | Null | Null | Null
0.05585 | 9 | 0.115 | 12.5 | 0.9 | Null | Null | Null | Null | Null | Null | Null | Null | Null
0.05585 | 9 | 0.115 | 12.5 | 1 | Null | Null | Null | Null | Null | Null | Null | Null | Null
0.05585 | 9 | 0.115 | 13 | 0.15 | Null | Null | Null | Null | Null | Null | Null | Null | Null
0.05585 | 9 | 0.115 | 13 | 0.2 | Null | Null | Null | Null | Null | Null | Null | Null | Null
0.05585 | 9 | 0.115 | 13 | 0.3 | Null | Null | Null | Null | Null | Null | Null | Null | Null
0.05585 | 9 | 0.115 | 13 | 0.4 | Null | Null | Null | Null | Null | Null | Null | Null | Null
0.05585 | 9 | 0.115 | 13 | 0.5 | Null | Null | Null | Null | Null | Null | Null | Null | Null
0.05585 | 9 | 0.115 | 13 | 0.6 | Null | Null | Null | Null | Null | Null | Null | Null | Null
0.05585 | 9 | 0.115 | 13 | 0.7 | Null | Null | Null | Null | Null | Null | Null | Null | Null
0.05585 | 9 | 0.115 | 13 | 0.8 | Null | Null | Null | Null | Null | Null | Null | Null | Null
0.05585 | 9 | 0.115 | 13 | 0.9 | Null | Null | Null | Null | Null | Null | Null | Null | Null
0.05585 | 9 | 0.115 | 13 | 1 | Null | Null | Null | Null | Null | Null | Null | Null | Null
0.05585 | 9 | 0.115 | 13.5 | 0.15 | Null | Null | Null | Null | Null | Null | Null | Null | Null
0.05585 | 9 | 0.115 | 13.5 | 0.2 | Null | Null | Null | Null | Null | Null | Null | Null | Null
0.05585 | 9 | 0.115 | 13.5 | 0.3 | Null | Null | Null | Null | Null | Null | Null | Null | Null
0.05585 | 9 | 0.115 | 13.5 | 0.4 | Null | Null | Null | Null | Null | Null | Null | Null | Null
0.05585 | 9 | 0.115 | 13.5 | 0.5 | Null | Null | Null | Null | Null | Null | Null | Null | Null
0.05585 | 9 | 0.115 | 13.5 | 0.6 | Null | Null | Null | Null | Null | Null | Null | Null | Null
0.05585 | 9 | 0.115 | 13.5 | 0.7 | Null | Null | Null | Null | Null | Null | Null | Null | Null
0.05585 | 9 | 0.115 | 13.5 | 0.8 | Null | Null | Null | Null | Null | Null | Null | Null | Null
0.05585 | 9 | 0.115 | 13.5 | 0.9 | Null | Null | Null | Null | Null | Null | Null | Null | Null
0.05585 | 9 | 0.115 | 13.5 | 1 | Null | Null | Null | Null | Null | Null | Null | Null | Null
0.05585 | 9 | 0.115 | 14 | 0.15 | Null | Null | Null | Null | Null | Null | Null | Null | Null
0.05585 | 9 | 0.115 | 14 | 0.2 | Null | Null | Null | Null | Null | Null | Null | Null | Null
0.05585 | 9 | 0.115 | 14 | 0.3 | Null | Null | Null | Null | Null | Null | Null | Null | Null
0.05585 | 9 | 0.115 | 14 | 0.4 | Null | Null | Null | Null | Null | Null | Null | Null | Null
0.05585 | 9 | 0.115 | 14 | 0.5 | Null | Null | Null | Null | Null | Null | Null | Null | Null
0.05585 | 9 | 0.115 | 14 | 0.6 | Null | Null | Null | Null | Null | Null | Null | Null | Null
0.05585 | 9 | 0.115 | 14 | 0.7 | Null | Null | Null | Null | Null | Null | Null | Null | Null
0.05585 | 9 | 0.115 | 14 | 0.8 | Null | Null | Null | Null | Null | Null | Null | Null | Null
0.05585 | 9 | 0.115 | 14 | 0.9 | Null | Null | Null | Null | Null | Null | Null | Null | Null
0.05585 | 9 | 0.115 | 14 | 1 | Null | Null | Null | Null | Null | Null | Null | Null | Null
0.05585 | 9 | 0.115 | 14.5 | 0.15 | Null | Null | Null | Null | Null | Null | Null | Null | Null
0.05585 | 9 | 0.115 | 14.5 | 0.2 | Null | Null | Null | Null | Null | Null | Null | Null | Null
0.05585 | 9 | 0.115 | 14.5 | 0.3 | Null | Null | Null | Null | Null | Null | Null | Null | Null
0.05585 | 9 | 0.115 | 14.5 | 0.4 | Null | Null | Null | Null | Null | Null | Null | Null | Null
0.05585 | 9 | 0.115 | 14.5 | 0.5 | Null | Null | Null | Null | Null | Null | Null | Null | Null
0.05585 | 9 | 0.115 | 14.5 | 0.6 | Null | Null | Null | Null | Null | Null | Null | Null | Null
0.05585 | 9 | 0.115 | 14.5 | 0.7 | Null | Null | Null | Null | Null | Null | Null | Null | Null
0.05585 | 9 | 0.115 | 14.5 | 0.8 | Null | Null | Null | Null | Null | Null | Null | Null | Null
0.05585 | 9 | 0.115 | 14.5 | 0.9 | Null | Null | Null | Null | Null | Null | Null | Null | Null
0.05585 | 9 | 0.115 | 14.5 | 1 | Null | Null | Null | Null | Null | Null | Null | Null | Null
0.05585 | 9 | 0.115 | 15 | 0.15 | Null | Null | Null | Null | Null | Null | Null | Null | Null
0.05585 | 9 | 0.115 | 15 | 0.2 | Null | Null | Null | Null | Null | Null | Null | Null | Null
0.05585 | 9 | 0.115 | 15 | 0.3 | Null | Null | Null | Null | Null | Null | Null | Null | Null
0.05585 | 9 | 0.115 | 15 | 0.4 | Null | Null | Null | Null | Null | Null | Null | Null | Null
0.05585 | 9 | 0.115 | 15 | 0.5 | Null | Null | Null | Null | Null | Null | Null | Null | Null
0.05585 | 9 | 0.115 | 15 | 0.6 | Null | Null | Null | Null | Null | Null | Null | Null | Null
0.05585 | 9 | 0.115 | 15 | 0.7 | Null | Null | Null | Null | Null | Null | Null | Null | Null
0.05585 | 9 | 0.115 | 15 | 0.8 | Null | Null | Null | Null | Null | Null | Null | Null | Null
0.05585 | 9 | 0.115 | 15 | 0.9 | Null | Null | Null | Null | Null | Null | Null | Null | Null
0.05585 | 9 | 0.115 | 15 | 1 | Null | Null | Null | Null | Null | Null | Null | Null | Null
0.05585 | 9 | 0.115 | 15.5 | 0.15 | Null | Null | Null | Null | Null | Null | Null | Null | Null
0.05585 | 9 | 0.115 | 15.5 | 0.2 | Null | Null | Null | Null | Null | Null | Null | Null | Null
0.05585 | 9 | 0.115 | 15.5 | 0.3 | Null | Null | Null | Null | Null | Null | Null | Null | Null
0.05585 | 9 | 0.115 | 15.5 | 0.4 | Null | Null | Null | Null | Null | Null | Null | Null | Null
0.05585 | 9 | 0.115 | 15.5 | 0.5 | Null | Null | Null | Null | Null | Null | Null | Null | Null
0.05585 | 9 | 0.115 | 15.5 | 0.6 | Null | Null | Null | Null | Null | Null | Null | Null | Null
0.05585 | 9 | 0.115 | 15.5 | 0.7 | Null | Null | Null | Null | Null | Null | Null | Null | Null
0.05585 | 9 | 0.115 | 15.5 | 0.8 | Null | Null | Null | Null | Null | Null | Null | Null | Null
0.05585 | 9 | 0.115 | 15.5 | 0.9 | Null | Null | Null | Null | Null | Null | Null | Null | Null
0.05585 | 9 | 0.115 | 15.5 | 1 | Null | Null | Null | Null | Null | Null | Null | Null | Null
0.05585 | 9 | 0.115 | 16 | 0.15 | Null | Null | Null | Null | Null | Null | Null | Null | Null
0.05585 | 9 | 0.115 | 16 | 0.2 | Null | Null | Null | Null | Null | Null | Null | Null | Null
0.05585 | 9 | 0.115 | 16 | 0.3 | Null | Null | Null | Null | Null | Null | Null | Null | Null
0.05585 | 9 | 0.115 | 16 | 0.4 | Null | Null | Null | Null | Null | Null | Null | Null | Null
0.05585 | 9 | 0.115 | 16 | 0.5 | Null | Null | Null | Null | Null | Null | Null | Null | Null
0.05585 | 9 | 0.115 | 16 | 0.6 | Null | Null | Null | Null | Null | Null | Null | Null | Null
0.05585 | 9 | 0.115 | 16 | 0.7 | Null | Null | Null | Null | Null | Null | Null | Null | Null
0.05585 | 9 | 0.115 | 16 | 0.8 | Null | Null | Null | Null | Null | Null | Null | Null | Null
0.05585 | 9 | 0.115 | 16 | 0.9 | Null | Null | Null | Null | Null | Null | Null | Null | Null
0.05585 | 9 | 0.115 | 16 | 1 | Null | Null | Null | Null | Null | Null | Null | Null | Null
0.05585 | 9 | 0.115 | 16.5 | 0.15 | Null | Null | Null | Null | Null | Null | Null | Null | Null
0.05585 | 9 | 0.115 | 16.5 | 0.2 | Null | Null | Null | Null | Null | Null | Null | Null | Null
0.05585 | 9 | 0.115 | 16.5 | 0.3 | Null | Null | Null | Null | Null | Null | Null | Null | Null
0.05585 | 9 | 0.115 | 16.5 | 0.4 | Null | Null | Null | Null | Null | Null | Null | Null | Null
0.05585 | 9 | 0.115 | 16.5 | 0.5 | Null | Null | Null | Null | Null | Null | Null | Null | Null
0.05585 | 9 | 0.115 | 16.5 | 0.6 | Null | Null | Null | Null | Null | Null | Null | Null | Null
0.05585 | 9 | 0.115 | 16.5 | 0.7 | Null | Null | Null | Null | Null | Null | Null | Null | Null
0.05585 | 9 | 0.115 | 16.5 | 0.8 | Null | Null | Null | Null | Null | Null | Null | Null | Null
0.05585 | 9 | 0.115 | 16.5 | 0.9 | Null | Null | Null | Null | Null | Null | Null | Null | Null
0.05585 | 9 | 0.115 | 16.5 | 1 | Null | Null | Null | Null | Null | Null | Null | Null | Null
0.05585 | 9 | 0.115 | 17 | 0.15 | Null | Null | Null | Null | Null | Null | Null | Null | Null
0.05585 | 9 | 0.115 | 17 | 0.2 | Null | Null | Null | Null | Null | Null | Null | Null | Null
0.05585 | 9 | 0.115 | 17 | 0.3 | Null | Null | Null | Null | Null | Null | Null | Null | Null
0.05585 | 9 | 0.115 | 17 | 0.4 | Null | Null | Null | Null | Null | Null | Null | Null | Null
0.05585 | 9 | 0.115 | 17 | 0.5 | Null | Null | Null | Null | Null | Null | Null | Null | Null
0.05585 | 9 | 0.115 | 17 | 0.6 | Null | Null | Null | Null | Null | Null | Null | Null | Null
0.05585 | 9 | 0.115 | 17 | 0.7 | Null | Null | Null | Null | Null | Null | Null | Null | Null
0.05585 | 9 | 0.115 | 17 | 0.8 | Null | Null | Null | Null | Null | Null | Null | Null | Null
0.05585 | 9 | 0.115 | 17 | 0.9 | Null | Null | Null | Null | Null | Null | Null | Null | Null
0.05585 | 9 | 0.115 | 17 | 1 | Null | Null | Null | Null | Null | Null | Null | Null | Null
0.05585 | 9 | 0.115 | 17.5 | 0.15 | Null | Null | Null | Null | Null | Null | Null | Null | Null
0.05585 | 9 | 0.115 | 17.5 | 0.2 | Null | Null | Null | Null | Null | Null | Null | Null | Null
0.05585 | 9 | 0.115 | 17.5 | 0.3 | Null | Null | Null | Null | Null | Null | Null | Null | Null
0.05585 | 9 | 0.115 | 17.5 | 0.4 | Null | Null | Null | Null | Null | Null | Null | Null | Null
0.05585 | 9 | 0.115 | 17.5 | 0.5 | Null | Null | Null | Null | Null | Null | Null | Null | Null
0.05585 | 9 | 0.115 | 17.5 | 0.6 | Null | Null | Null | Null | Null | Null | Null | Null | Null
0.05585 | 9 | 0.115 | 17.5 | 0.7 | Null | Null | Null | Null | Null | Null | Null | Null | Null
0.05585 | 9 | 0.115 | 17.5 | 0.8 | Null | Null | Null | Null | Null | Null | Null | Null | Null
0.05585 | 9 | 0.115 | 17.5 | 0.9 | Null | Null | Null | Null | Null | Null | Null | Null | Null
0.05585 | 9 | 0.115 | 17.5 | 1 | Null | Null | Null | Null | Null | Null | Null | Null | Null
0.05585 | 9 | 0.115 | 18 | 0.15 | Null | Null | Null | Null | Null | Null | Null | Null | Null
0.05585 | 9 | 0.115 | 18 | 0.2 | Null | Null | Null | Null | Null | Null | Null | Null | Null
0.05585 | 9 | 0.115 | 18 | 0.3 | Null | Null | Null | Null | Null | Null | Null | Null | Null
0.05585 | 9 | 0.115 | 18 | 0.4 | Null | Null | Null | Null | Null | Null | Null | Null | Null
0.05585 | 9 | 0.115 | 18 | 0.5 | Null | Null | Null | Null | Null | Null | Null | Null | Null
0.05585 | 9 | 0.115 | 18 | 0.6 | Null | Null | Null | Null | Null | Null | Null | Null | Null
0.05585 | 9 | 0.115 | 18 | 0.7 | Null | Null | Null | Null | Null | Null | Null | Null | Null
0.05585 | 9 | 0.115 | 18 | 0.8 | Null | Null | Null | Null | Null | Null | Null | Null | Null
0.05585 | 9 | 0.115 | 18 | 0.9 | Null | Null | Null | Null | Null | Null | Null | Null | Null
0.05585 | 9 | 0.115 | 18 | 1 | Null | Null | Null | Null | Null | Null | Null | Null | Null
0.05585 | 9 | 0.115 | 21 | 0.15 | Null | Null | Null | Null | Null | Null | Null | Null | Null
0.05585 | 9 | 0.115 | 21 | 0.2 | Null | Null | Null | Null | Null | Null | Null | Null | Null
0.05585 | 9 | 0.115 | 21 | 0.3 | Null | Null | Null | Null | Null | Null | Null | Null | Null
0.05585 | 9 | 0.115 | 21 | 0.4 | Null | Null | Null | Null | Null | Null | Null | Null | Null
0.05585 | 9 | 0.115 | 21 | 0.5 | Null | Null | Null | Null | Null | Null | Null | Null | Null
0.05585 | 9 | 0.115 | 21 | 0.6 | Null | Null | Null | Null | Null | Null | Null | Null | Null
0.05585 | 9 | 0.115 | 21 | 0.7 | Null | Null | Null | Null | Null | Null | Null | Null | Null
0.05585 | 9 | 0.115 | 21 | 0.8 | Null | Null | Null | Null | Null | Null | Null | Null | Null
0.05585 | 9 | 0.115 | 21 | 0.9 | Null | Null | Null | Null | Null | Null | Null | Null | Null
0.05585 | 9 | 0.115 | 21 | 1 | Null | Null | Null | Null | Null | Null | Null | Null | Null
0.05585 | 9 | 0.115 | 24 | 0.15 | Null | Null | Null | Null | Null | Null | Null | Null | Null
0.05585 | 9 | 0.115 | 24 | 0.2 | Null | Null | Null | Null | Null | Null | Null | Null | Null
0.05585 | 9 | 0.115 | 24 | 0.3 | Null | Null | Null | Null | Null | Null | Null | Null | Null
0.05585 | 9 | 0.115 | 24 | 0.4 | Null | Null | Null | Null | Null | Null | Null | Null | Null
0.05585 | 9 | 0.115 | 24 | 0.5 | Null | Null | Null | Null | Null | Null | Null | Null | Null
0.05585 | 9 | 0.115 | 24 | 0.6 | Null | Null | Null | Null | Null | Null | Null | Null | Null
0.05585 | 9 | 0.115 | 24 | 0.7 | Null | Null | Null | Null | Null | Null | Null | Null | Null
0.05585 | 9 | 0.115 | 24 | 0.8 | Null | Null | Null | Null | Null | Null | Null | Null | Null
0.05585 | 9 | 0.115 | 24 | 0.9 | Null | Null | Null | Null | Null | Null | Null | Null | Null
0.05585 | 9 | 0.115 | 24 | 1 | Null | Null | Null | Null | Null | Null | Null | Null | Null
0.05585 | 9 | 0.115 | 27 | 0.15 | Null | Null | Null | Null | Null | Null | Null | Null | Null
0.05585 | 9 | 0.115 | 27 | 0.2 | Null | Null | Null | Null | Null | Null | Null | Null | Null
0.05585 | 9 | 0.115 | 27 | 0.3 | Null | Null | Null | Null | Null | Null | Null | Null | Null
0.05585 | 9 | 0.115 | 27 | 0.4 | Null | Null | Null | Null | Null | Null | Null | Null | Null
0.05585 | 9 | 0.115 | 27 | 0.5 | Null | Null | Null | Null | Null | Null | Null | Null | Null
0.05585 | 9 | 0.115 | 27 | 0.6 | Null | Null | Null | Null | Null | Null | Null | Null | Null
0.05585 | 9 | 0.115 | 27 | 0.7 | Null | Null | Null | Null | Null | Null | Null | Null | Null
0.05585 | 9 | 0.115 | 27 | 0.8 | Null | Null | Null | Null | Null | Null | Null | Null | Null
0.05585 | 9 | 0.115 | 27 | 0.9 | Null | Null | Null | Null | Null | Null | Null | Null | Null
0.05585 | 9 | 0.115 | 27 | 1 | Null | Null | Null | Null | Null | Null | Null | Null | Null
0.05585 | 9 | 0.115 | 30 | 0.15 | Null | Null | Null | Null | Null | Null | Null | Null | Null
0.05585 | 9 | 0.115 | 30 | 0.2 | Null | Null | Null | Null | Null | Null | Null | Null | Null
0.05585 | 9 | 0.115 | 30 | 0.3 | Null | Null | Null | Null | Null | Null | Null | Null | Null
0.05585 | 9 | 0.115 | 30 | 0.4 | Null | Null | Null | Null | Null | Null | Null | Null | Null
0.05585 | 9 | 0.115 | 30 | 0.5 | Null | Null | Null | Null | Null | Null | Null | Null | Null
0.05585 | 9 | 0.115 | 30 | 0.6 | Null | Null | Null | Null | Null | Null | Null | Null | Null
0.05585 | 9 | 0.115 | 30 | 0.7 | Null | Null | Null | Null | Null | Null | Null | Null | Null
0.05585 | 9 | 0.115 | 30 | 0.8 | Null | Null | Null | Null | Null | Null | Null | Null | Null
0.05585 | 9 | 0.115 | 30 | 0.9 | Null | Null | Null | Null | Null | Null | Null | Null | Null
0.05585 | 9 | 0.115 | 30 | 1 | Null | Null | Null | Null | Null | Null | Null | Null | Null
0.05737 | 5 | 0.00115 | 10.5 | 0.15 | Null | Null | Null | Null | Null | Null | Null | Null | Null
0.05737 | 5 | 0.00115 | 10.5 | 0.2 | Null | Null | Null | Null | Null | Null | Null | Null | Null
0.05737 | 5 | 0.00115 | 10.5 | 0.3 | Null | Null | Null | Null | Null | Null | Null | Null | Null
0.05737 | 5 | 0.00115 | 10.5 | 0.4 | Null | Null | Null | Null | Null | Null | Null | Null | Null
0.05737 | 5 | 0.00115 | 10.5 | 0.5 | Null | Null | Null | Null | Null | Null | Null | Null | Null
0.05737 | 5 | 0.00115 | 10.5 | 0.6 | Null | Null | Null | Null | Null | Null | Null | Null | Null
0.05737 | 5 | 0.00115 | 10.5 | 0.7 | Null | Null | Null | Null | Null | Null | Null | Null | Null
0.05737 | 5 | 0.00115 | 10.5 | 0.8 | Null | Null | Null | Null | Null | Null | Null | Null | Null
0.05737 | 5 | 0.00115 | 10.5 | 0.9 | Null | Null | Null | Null | Null | Null | Null | Null | Null
0.05737 | 5 | 0.00115 | 10.5 | 1 | Null | Null | Null | Null | Null | Null | Null | Null | Null
0.05737 | 5 | 0.00115 | 11 | 0.15 | Null | Null | Null | Null | Null | Null | Null | Null | Null
0.05737 | 5 | 0.00115 | 11 | 0.2 | Null | Null | Null | Null | Null | Null | Null | Null | Null
0.05737 | 5 | 0.00115 | 11 | 0.3 | Null | Null | Null | Null | Null | Null | Null | Null | Null
0.05737 | 5 | 0.00115 | 11 | 0.4 | Null | Null | Null | Null | Null | Null | Null | Null | Null
0.05737 | 5 | 0.00115 | 11 | 0.5 | Null | Null | Null | Null | Null | Null | Null | Null | Null
0.05737 | 5 | 0.00115 | 11 | 0.6 | Null | Null | Null | Null | Null | Null | Null | Null | Null
0.05737 | 5 | 0.00115 | 11 | 0.7 | Null | Null | Null | Null | Null | Null | Null | Null | Null
0.05737 | 5 | 0.00115 | 11 | 0.8 | Null | Null | Null | Null | Null | Null | Null | Null | Null
0.05737 | 5 | 0.00115 | 11 | 0.9 | Null | Null | Null | Null | Null | Null | Null | Null | Null
0.05737 | 5 | 0.00115 | 11 | 1 | Null | Null | Null | Null | Null | Null | Null | Null | Null
0.05737 | 5 | 0.00115 | 11.5 | 0.15 | Null | Null | Null | Null | Null | Null | Null | Null | Null
0.05737 | 5 | 0.00115 | 11.5 | 0.2 | Null | Null | Null | Null | Null | Null | Null | Null | Null
0.05737 | 5 | 0.00115 | 11.5 | 0.3 | Null | Null | Null | Null | Null | Null | Null | Null | Null
0.05737 | 5 | 0.00115 | 11.5 | 0.4 | Null | Null | Null | Null | Null | Null | Null | Null | Null
0.05737 | 5 | 0.00115 | 11.5 | 0.5 | Null | Null | Null | Null | Null | Null | Null | Null | Null
0.05737 | 5 | 0.00115 | 11.5 | 0.6 | Null | Null | Null | Null | Null | Null | Null | Null | Null
0.05737 | 5 | 0.00115 | 11.5 | 0.7 | Null | Null | Null | Null | Null | Null | Null | Null | Null
0.05737 | 5 | 0.00115 | 11.5 | 0.8 | Null | Null | Null | Null | Null | Null | Null | Null | Null
0.05737 | 5 | 0.00115 | 11.5 | 0.9 | Null | Null | Null | Null | Null | Null | Null | Null | Null
0.05737 | 5 | 0.00115 | 11.5 | 1 | Null | Null | Null | Null | Null | Null | Null | Null | Null
0.05737 | 5 | 0.00115 | 12 | 0.15 | Null | Null | Null | Null | Null | Null | Null | Null | Null
0.05737 | 5 | 0.00115 | 12 | 0.2 | Null | Null | Null | Null | Null | Null | Null | Null | Null
0.05737 | 5 | 0.00115 | 12 | 0.3 | Null | Null | Null | Null | Null | Null | Null | Null | Null
0.05737 | 5 | 0.00115 | 12 | 0.4 | Null | Null | Null | Null | Null | Null | Null | Null | Null
0.05737 | 5 | 0.00115 | 12 | 0.5 | Null | Null | Null | Null | Null | Null | Null | Null | Null
0.05737 | 5 | 0.00115 | 12 | 0.6 | Null | Null | Null | Null | Null | Null | Null | Null | Null
0.05737 | 5 | 0.00115 | 12 | 0.7 | Null | Null | Null | Null | Null | Null | Null | Null | Null
0.05737 | 5 | 0.00115 | 12 | 0.8 | Null | Null | Null | Null | Null | Null | Null | Null | Null
0.05737 | 5 | 0.00115 | 12 | 0.9 | Null | Null | Null | Null | Null | Null | Null | Null | Null
0.05737 | 5 | 0.00115 | 12 | 1 | Null | Null | Null | Null | Null | Null | Null | Null | Null
0.05737 | 5 | 0.00115 | 12.5 | 0.15 | Null | Null | Null | Null | Null | Null | Null | Null | Null
0.05737 | 5 | 0.00115 | 12.5 | 0.2 | Null | Null | Null | Null | Null | Null | Null | Null | Null
0.05737 | 5 | 0.00115 | 12.5 | 0.3 | Null | Null | Null | Null | Null | Null | Null | Null | Null
0.05737 | 5 | 0.00115 | 12.5 | 0.4 | Null | Null | Null | Null | Null | Null | Null | Null | Null
0.05737 | 5 | 0.00115 | 12.5 | 0.5 | Null | Null | Null | Null | Null | Null | Null | Null | Null
0.05737 | 5 | 0.00115 | 12.5 | 0.6 | Null | Null | Null | Null | Null | Null | Null | Null | Null
0.05737 | 5 | 0.00115 | 12.5 | 0.7 | Null | Null | Null | Null | Null | Null | Null | Null | Null
0.05737 | 5 | 0.00115 | 12.5 | 0.8 | Null | Null | Null | Null | Null | Null | Null | Null | Null
0.05737 | 5 | 0.00115 | 12.5 | 0.9 | Null | Null | Null | Null | Null | Null | Null | Null | Null
0.05737 | 5 | 0.00115 | 12.5 | 1 | Null | Null | Null | Null | Null | Null | Null | Null | Null
0.05737 | 5 | 0.00115 | 13 | 0.15 | Null | Null | Null | Null | Null | Null | Null | Null | Null
0.05737 | 5 | 0.00115 | 13 | 0.2 | Null | Null | Null | Null | Null | Null | Null | Null | Null
0.05737 | 5 | 0.00115 | 13 | 0.3 | Null | Null | Null | Null | Null | Null | Null | Null | Null
0.05737 | 5 | 0.00115 | 13 | 0.4 | Null | Null | Null | Null | Null | Null | Null | Null | Null
0.05737 | 5 | 0.00115 | 13 | 0.5 | Null | Null | Null | Null | Null | Null | Null | Null | Null
0.05737 | 5 | 0.00115 | 13 | 0.6 | Null | Null | Null | Null | Null | Null | Null | Null | Null
0.05737 | 5 | 0.00115 | 13 | 0.7 | Null | Null | Null | Null | Null | Null | Null | Null | Null
0.05737 | 5 | 0.00115 | 13 | 0.8 | Null | Null | Null | Null | Null | Null | Null | Null | Null
0.05737 | 5 | 0.00115 | 13 | 0.9 | Null | Null | Null | Null | Null | Null | Null | Null | Null
0.05737 | 5 | 0.00115 | 13 | 1 | Null | Null | Null | Null | Null | Null | Null | Null | Null
0.05737 | 5 | 0.00115 | 13.5 | 0.15 | Null | Null | Null | Null | Null | Null | Null | Null | Null
0.05737 | 5 | 0.00115 | 13.5 | 0.2 | Null | Null | Null | Null | Null | Null | Null | Null | Null
0.05737 | 5 | 0.00115 | 13.5 | 0.3 | Null | Null | Null | Null | Null | Null | Null | Null | Null
0.05737 | 5 | 0.00115 | 13.5 | 0.4 | Null | Null | Null | Null | Null | Null | Null | Null | Null
0.05737 | 5 | 0.00115 | 13.5 | 0.5 | Null | Null | Null | Null | Null | Null | Null | Null | Null
0.05737 | 5 | 0.00115 | 13.5 | 0.6 | Null | Null | Null | Null | Null | Null | Null | Null | Null
0.05737 | 5 | 0.00115 | 13.5 | 0.7 | Null | Null | Null | Null | Null | Null | Null | Null | Null
0.05737 | 5 | 0.00115 | 13.5 | 0.8 | Null | Null | Null | Null | Null | Null | Null | Null | Null
0.05737 | 5 | 0.00115 | 13.5 | 0.9 | Null | Null | Null | Null | Null | Null | Null | Null | Null
0.05737 | 5 | 0.00115 | 13.5 | 1 | Null | Null | Null | Null | Null | Null | Null | Null | Null
0.05737 | 5 | 0.00115 | 14 | 0.15 | Null | Null | Null | Null | Null | Null | Null | Null | Null
0.05737 | 5 | 0.00115 | 14 | 0.2 | Null | Null | Null | Null | Null | Null | Null | Null | Null
0.05737 | 5 | 0.00115 | 14 | 0.3 | Null | Null | Null | Null | Null | Null | Null | Null | Null
0.05737 | 5 | 0.00115 | 14 | 0.4 | Null | Null | Null | Null | Null | Null | Null | Null | Null
0.05737 | 5 | 0.00115 | 14 | 0.5 | Null | Null | Null | Null | Null | Null | Null | Null | Null
0.05737 | 5 | 0.00115 | 14 | 0.6 | Null | Null | Null | Null | Null | Null | Null | Null | Null
0.05737 | 5 | 0.00115 | 14 | 0.7 | Null | Null | Null | Null | Null | Null | Null | Null | Null
0.05737 | 5 | 0.00115 | 14 | 0.8 | Null | Null | Null | Null | Null | Null | Null | Null | Null
0.05737 | 5 | 0.00115 | 14 | 0.9 | Null | Null | Null | Null | Null | Null | Null | Null | Null
0.05737 | 5 | 0.00115 | 14 | 1 | Null | Null | Null | Null | Null | Null | Null | Null | Null
0.05737 | 5 | 0.00115 | 14.5 | 0.15 | Null | Null | Null | Null | Null | Null | Null | Null | Null
0.05737 | 5 | 0.00115 | 14.5 | 0.2 | Null | Null | Null | Null | Null | Null | Null | Null | Null
0.05737 | 5 | 0.00115 | 14.5 | 0.3 | Null | Null | Null | Null | Null | Null | Null | Null | Null
0.05737 | 5 | 0.00115 | 14.5 | 0.4 | Null | Null | Null | Null | Null | Null | Null | Null | Null
0.05737 | 5 | 0.00115 | 14.5 | 0.5 | Null | Null | Null | Null | Null | Null | Null | Null | Null
0.05737 | 5 | 0.00115 | 14.5 | 0.6 | Null | Null | Null | Null | Null | Null | Null | Null | Null
0.05737 | 5 | 0.00115 | 14.5 | 0.7 | Null | Null | Null | Null | Null | Null | Null | Null | Null
0.05737 | 5 | 0.00115 | 14.5 | 0.8 | Null | Null | Null | Null | Null | Null | Null | Null | Null
0.05737 | 5 | 0.00115 | 14.5 | 0.9 | Null | Null | Null | Null | Null | Null | Null | Null | Null
0.05737 | 5 | 0.00115 | 14.5 | 1 | Null | Null | Null | Null | Null | Null | Null | Null | Null
0.05737 | 5 | 0.00115 | 15 | 0.15 | Null | Null | Null | Null | Null | Null | Null | Null | Null
0.05737 | 5 | 0.00115 | 15 | 0.2 | Null | Null | Null | Null | Null | Null | Null | Null | Null
0.05737 | 5 | 0.00115 | 15 | 0.3 | Null | Null | Null | Null | Null | Null | Null | Null | Null
0.05737 | 5 | 0.00115 | 15 | 0.4 | Null | Null | Null | Null | Null | Null | Null | Null | Null
0.05737 | 5 | 0.00115 | 15 | 0.5 | Null | Null | Null | Null | Null | Null | Null | Null | Null
0.05737 | 5 | 0.00115 | 15 | 0.6 | Null | Null | Null | Null | Null | Null | Null | Null | Null
0.05737 | 5 | 0.00115 | 15 | 0.7 | Null | Null | Null | Null | Null | Null | Null | Null | Null
0.05737 | 5 | 0.00115 | 15 | 0.8 | Null | Null | Null | Null | Null | Null | Null | Null | Null
0.05737 | 5 | 0.00115 | 15 | 0.9 | Null | Null | Null | Null | Null | Null | Null | Null | Null
0.05737 | 5 | 0.00115 | 15 | 1 | Null | Null | Null | Null | Null | Null | Null | Null | Null
0.05737 | 5 | 0.00115 | 15.5 | 0.15 | Null | Null | Null | Null | Null | Null | Null | Null | Null
0.05737 | 5 | 0.00115 | 15.5 | 0.2 | Null | Null | Null | Null | Null | Null | Null | Null | Null
0.05737 | 5 | 0.00115 | 15.5 | 0.3 | Null | Null | Null | Null | Null | Null | Null | Null | Null
0.05737 | 5 | 0.00115 | 15.5 | 0.4 | Null | Null | Null | Null | Null | Null | Null | Null | Null
0.05737 | 5 | 0.00115 | 15.5 | 0.5 | Null | Null | Null | Null | Null | Null | Null | Null | Null
0.05737 | 5 | 0.00115 | 15.5 | 0.6 | Null | Null | Null | Null | Null | Null | Null | Null | Null
0.05737 | 5 | 0.00115 | 15.5 | 0.7 | Null | Null | Null | Null | Null | Null | Null | Null | Null
0.05737 | 5 | 0.00115 | 15.5 | 0.8 | Null | Null | Null | Null | Null | Null | Null | Null | Null
0.05737 | 5 | 0.00115 | 15.5 | 0.9 | Null | Null | Null | Null | Null | Null | Null | Null | Null
0.05737 | 5 | 0.00115 | 15.5 | 1 | Null | Null | Null | Null | Null | Null | Null | Null | Null
0.05737 | 5 | 0.00115 | 16 | 0.15 | Null | Null | Null | Null | Null | Null | Null | Null | Null
0.05737 | 5 | 0.00115 | 16 | 0.2 | Null | Null | Null | Null | Null | Null | Null | Null | Null
0.05737 | 5 | 0.00115 | 16 | 0.3 | Null | Null | Null | Null | Null | Null | Null | Null | Null
0.05737 | 5 | 0.00115 | 16 | 0.4 | Null | Null | Null | Null | Null | Null | Null | Null | Null
0.05737 | 5 | 0.00115 | 16 | 0.5 | Null | Null | Null | Null | Null | Null | Null | Null | Null
0.05737 | 5 | 0.00115 | 16 | 0.6 | Null | Null | Null | Null | Null | Null | Null | Null | Null
0.05737 | 5 | 0.00115 | 16 | 0.7 | Null | Null | Null | Null | Null | Null | Null | Null | Null
0.05737 | 5 | 0.00115 | 16 | 0.8 | Null | Null | Null | Null | Null | Null | Null | Null | Null
0.05737 | 5 | 0.00115 | 16 | 0.9 | Null | Null | Null | Null | Null | Null | Null | Null | Null
0.05737 | 5 | 0.00115 | 16 | 1 | Null | Null | Null | Null | Null | Null | Null | Null | Null
0.05737 | 5 | 0.00115 | 16.5 | 0.15 | Null | Null | Null | Null | Null | Null | Null | Null | Null
0.05737 | 5 | 0.00115 | 16.5 | 0.2 | Null | Null | Null | Null | Null | Null | Null | Null | Null
0.05737 | 5 | 0.00115 | 16.5 | 0.3 | Null | Null | Null | Null | Null | Null | Null | Null | Null
0.05737 | 5 | 0.00115 | 16.5 | 0.4 | Null | Null | Null | Null | Null | Null | Null | Null | Null
0.05737 | 5 | 0.00115 | 16.5 | 0.5 | Null | Null | Null | Null | Null | Null | Null | Null | Null
0.05737 | 5 | 0.00115 | 16.5 | 0.6 | Null | Null | Null | Null | Null | Null | Null | Null | Null
0.05737 | 5 | 0.00115 | 16.5 | 0.7 | Null | Null | Null | Null | Null | Null | Null | Null | Null
0.05737 | 5 | 0.00115 | 16.5 | 0.8 | Null | Null | Null | Null | Null | Null | Null | Null | Null
0.05737 | 5 | 0.00115 | 16.5 | 0.9 | Null | Null | Null | Null | Null | Null | Null | Null | Null
0.05737 | 5 | 0.00115 | 16.5 | 1 | Null | Null | Null | Null | Null | Null | Null | Null | Null
0.05737 | 5 | 0.00115 | 17 | 0.15 | Null | Null | Null | Null | Null | Null | Null | Null | Null
0.05737 | 5 | 0.00115 | 17 | 0.2 | Null | Null | Null | Null | Null | Null | Null | Null | Null
0.05737 | 5 | 0.00115 | 17 | 0.3 | Null | Null | Null | Null | Null | Null | Null | Null | Null
0.05737 | 5 | 0.00115 | 17 | 0.4 | Null | Null | Null | Null | Null | Null | Null | Null | Null
0.05737 | 5 | 0.00115 | 17 | 0.5 | Null | Null | Null | Null | Null | Null | Null | Null | Null
0.05737 | 5 | 0.00115 | 17 | 0.6 | Null | Null | Null | Null | Null | Null | Null | Null | Null
0.05737 | 5 | 0.00115 | 17 | 0.7 | Null | Null | Null | Null | Null | Null | Null | Null | Null
0.05737 | 5 | 0.00115 | 17 | 0.8 | Null | Null | Null | Null | Null | Null | Null | Null | Null
0.05737 | 5 | 0.00115 | 17 | 0.9 | Null | Null | Null | Null | Null | Null | Null | Null | Null
0.05737 | 5 | 0.00115 | 17 | 1 | Null | Null | Null | Null | Null | Null | Null | Null | Null
0.05737 | 5 | 0.00115 | 17.5 | 0.15 | Null | Null | Null | Null | Null | Null | Null | Null | Null
0.05737 | 5 | 0.00115 | 17.5 | 0.2 | Null | Null | Null | Null | Null | Null | Null | Null | Null
0.05737 | 5 | 0.00115 | 17.5 | 0.3 | Null | Null | Null | Null | Null | Null | Null | Null | Null
0.05737 | 5 | 0.00115 | 17.5 | 0.4 | Null | Null | Null | Null | Null | Null | Null | Null | Null
0.05737 | 5 | 0.00115 | 17.5 | 0.5 | Null | Null | Null | Null | Null | Null | Null | Null | Null
0.05737 | 5 | 0.00115 | 17.5 | 0.6 | Null | Null | Null | Null | Null | Null | Null | Null | Null
0.05737 | 5 | 0.00115 | 17.5 | 0.7 | Null | Null | Null | Null | Null | Null | Null | Null | Null
0.05737 | 5 | 0.00115 | 17.5 | 0.8 | Null | Null | Null | Null | Null | Null | Null | Null | Null
0.05737 | 5 | 0.00115 | 17.5 | 0.9 | Null | Null | Null | Null | Null | Null | Null | Null | Null
0.05737 | 5 | 0.00115 | 17.5 | 1 | Null | Null | Null | Null | Null | Null | Null | Null | Null
0.05737 | 5 | 0.00115 | 18 | 0.15 | Null | Null | Null | Null | Null | Null | Null | Null | Null
0.05737 | 5 | 0.00115 | 18 | 0.2 | Null | Null | Null | Null | Null | Null | Null | Null | Null
0.05737 | 5 | 0.00115 | 18 | 0.3 | Null | Null | Null | Null | Null | Null | Null | Null | Null
0.05737 | 5 | 0.00115 | 18 | 0.4 | Null | Null | Null | Null | Null | Null | Null | Null | Null
0.05737 | 5 | 0.00115 | 18 | 0.5 | Null | Null | Null | Null | Null | Null | Null | Null | Null
0.05737 | 5 | 0.00115 | 18 | 0.6 | Null | Null | Null | Null | Null | Null | Null | Null | Null
0.05737 | 5 | 0.00115 | 18 | 0.7 | Null | Null | Null | Null | Null | Null | Null | Null | Null
0.05737 | 5 | 0.00115 | 18 | 0.8 | Null | Null | Null | Null | Null | Null | Null | Null | Null
0.05737 | 5 | 0.00115 | 18 | 0.9 | Null | Null | Null | Null | Null | Null | Null | Null | Null
0.05737 | 5 | 0.00115 | 18 | 1 | Null | Null | Null | Null | Null | Null | Null | Null | Null
0.05737 | 5 | 0.00115 | 21 | 0.15 | Null | Null | Null | Null | Null | Null | Null | Null | Null
0.05737 | 5 | 0.00115 | 21 | 0.2 | Null | Null | Null | Null | Null | Null | Null | Null | Null
0.05737 | 5 | 0.00115 | 21 | 0.3 | Null | Null | Null | Null | Null | Null | Null | Null | Null
0.05737 | 5 | 0.00115 | 21 | 0.4 | Null | Null | Null | Null | Null | Null | Null | Null | Null
0.05737 | 5 | 0.00115 | 21 | 0.5 | Null | Null | Null | Null | Null | Null | Null | Null | Null
0.05737 | 5 | 0.00115 | 21 | 0.6 | Null | Null | Null | Null | Null | Null | Null | Null | Null
0.05737 | 5 | 0.00115 | 21 | 0.7 | Null | Null | Null | Null | Null | Null | Null | Null | Null
0.05737 | 5 | 0.00115 | 21 | 0.8 | Null | Null | Null | Null | Null | Null | Null | Null | Null
0.05737 | 5 | 0.00115 | 21 | 0.9 | Null | Null | Null | Null | Null | Null | Null | Null | Null
0.05737 | 5 | 0.00115 | 21 | 1 | Null | Null | Null | Null | Null | Null | Null | Null | Null
0.05737 | 5 | 0.00115 | 24 | 0.15 | Null | Null | Null | Null | Null | Null | Null | Null | Null
0.05737 | 5 | 0.00115 | 24 | 0.2 | Null | Null | Null | Null | Null | Null | Null | Null | Null
0.05737 | 5 | 0.00115 | 24 | 0.3 | Null | Null | Null | Null | Null | Null | Null | Null | Null
0.05737 | 5 | 0.00115 | 24 | 0.4 | Null | Null | Null | Null | Null | Null | Null | Null | Null
0.05737 | 5 | 0.00115 | 24 | 0.5 | Null | Null | Null | Null | Null | Null | Null | Null | Null
0.05737 | 5 | 0.00115 | 24 | 0.6 | Null | Null | Null | Null | Null | Null | Null | Null | Null
0.05737 | 5 | 0.00115 | 24 | 0.7 | Null | Null | Null | Null | Null | Null | Null | Null | Null
0.05737 | 5 | 0.00115 | 24 | 0.8 | Null | Null | Null | Null | Null | Null | Null | Null | Null
0.05737 | 5 | 0.00115 | 24 | 0.9 | Null | Null | Null | Null | Null | Null | Null | Null | Null
0.05737 | 5 | 0.00115 | 24 | 1 | Null | Null | Null | Null | Null | Null | Null | Null | Null
0.05737 | 5 | 0.00115 | 27 | 0.15 | Null | Null | Null | Null | Null | Null | Null | Null | Null
0.05737 | 5 | 0.00115 | 27 | 0.2 | Null | Null | Null | Null | Null | Null | Null | Null | Null
0.05737 | 5 | 0.00115 | 27 | 0.3 | Null | Null | Null | Null | Null | Null | Null | Null | Null
0.05737 | 5 | 0.00115 | 27 | 0.4 | Null | Null | Null | Null | Null | Null | Null | Null | Null
0.05737 | 5 | 0.00115 | 27 | 0.5 | Null | Null | Null | Null | Null | Null | Null | Null | Null
0.05737 | 5 | 0.00115 | 27 | 0.6 | Null | Null | Null | Null | Null | Null | Null | Null | Null
0.05737 | 5 | 0.00115 | 27 | 0.7 | Null | Null | Null | Null | Null | Null | Null | Null | Null
0.05737 | 5 | 0.00115 | 27 | 0.8 | Null | Null | Null | Null | Null | Null | Null | Null | Null
0.05737 | 5 | 0.00115 | 27 | 0.9 | Null | Null | Null | Null | Null | Null | Null | Null | Null
0.05737 | 5 | 0.00115 | 27 | 1 | Null | Null | Null | Null | Null | Null | Null | Null | Null
0.05737 | 5 | 0.00115 | 30 | 0.15 | Null | Null | Null | Null | Null | Null | Null | Null | Null
0.05737 | 5 | 0.00115 | 30 | 0.2 | Null | Null | Null | Null | Null | Null | Null | Null | Null
0.05737 | 5 | 0.00115 | 30 | 0.3 | Null | Null | Null | Null | Null | Null | Null | Null | Null
0.05737 | 5 | 0.00115 | 30 | 0.4 | Null | Null | Null | Null | Null | Null | Null | Null | Null
0.05737 | 5 | 0.00115 | 30 | 0.5 | Null | Null | Null | Null | Null | Null | Null | Null | Null
0.05737 | 5 | 0.00115 | 30 | 0.6 | Null | Null | Null | Null | Null | Null | Null | Null | Null
0.05737 | 5 | 0.00115 | 30 | 0.7 | Null | Null | Null | Null | Null | Null | Null | Null | Null
0.05737 | 5 | 0.00115 | 30 | 0.8 | Null | Null | Null | Null | Null | Null | Null | Null | Null
0.05737 | 5 | 0.00115 | 30 | 0.9 | Null | Null | Null | Null | Null | Null | Null | Null | Null
0.05737 | 5 | 0.00115 | 30 | 1 | Null | Null | Null | Null | Null | Null | Null | Null | Null
0.05737 | 5 | 0.077 | 10.5 | 0.15 | Null | Null | Null | Null | Null | Null | Null | Null | Null
0.05737 | 5 | 0.077 | 10.5 | 0.2 | Null | Null | Null | Null | Null | Null | Null | Null | Null
0.05737 | 5 | 0.077 | 10.5 | 0.3 | Null | Null | Null | Null | Null | Null | Null | Null | Null
0.05737 | 5 | 0.077 | 10.5 | 0.4 | Null | Null | Null | Null | Null | Null | Null | Null | Null
0.05737 | 5 | 0.077 | 10.5 | 0.5 | Null | Null | Null | Null | Null | Null | Null | Null | Null
0.05737 | 5 | 0.077 | 10.5 | 0.6 | Null | Null | Null | Null | Null | Null | Null | Null | Null
0.05737 | 5 | 0.077 | 10.5 | 0.7 | Null | Null | Null | Null | Null | Null | Null | Null | Null
0.05737 | 5 | 0.077 | 10.5 | 0.8 | Null | Null | Null | Null | Null | Null | Null | Null | Null
0.05737 | 5 | 0.077 | 10.5 | 0.9 | Null | Null | Null | Null | Null | Null | Null | Null | Null
0.05737 | 5 | 0.077 | 10.5 | 1 | Null | Null | Null | Null | Null | Null | Null | Null | Null
0.05737 | 5 | 0.077 | 11 | 0.15 | Null | Null | Null | Null | Null | Null | Null | Null | Null
0.05737 | 5 | 0.077 | 11 | 0.2 | Null | Null | Null | Null | Null | Null | Null | Null | Null
0.05737 | 5 | 0.077 | 11 | 0.3 | Null | Null | Null | Null | Null | Null | Null | Null | Null
0.05737 | 5 | 0.077 | 11 | 0.4 | Null | Null | Null | Null | Null | Null | Null | Null | Null
0.05737 | 5 | 0.077 | 11 | 0.5 | Null | Null | Null | Null | Null | Null | Null | Null | Null
0.05737 | 5 | 0.077 | 11 | 0.6 | Null | Null | Null | Null | Null | Null | Null | Null | Null
0.05737 | 5 | 0.077 | 11 | 0.7 | Null | Null | Null | Null | Null | Null | Null | Null | Null
0.05737 | 5 | 0.077 | 11 | 0.8 | Null | Null | Null | Null | Null | Null | Null | Null | Null
0.05737 | 5 | 0.077 | 11 | 0.9 | Null | Null | Null | Null | Null | Null | Null | Null | Null
0.05737 | 5 | 0.077 | 11 | 1 | Null | Null | Null | Null | Null | Null | Null | Null | Null
0.05737 | 5 | 0.077 | 11.5 | 0.15 | Null | Null | Null | Null | Null | Null | Null | Null | Null
0.05737 | 5 | 0.077 | 11.5 | 0.2 | Null | Null | Null | Null | Null | Null | Null | Null | Null
0.05737 | 5 | 0.077 | 11.5 | 0.3 | Null | Null | Null | Null | Null | Null | Null | Null | Null
0.05737 | 5 | 0.077 | 11.5 | 0.4 | Null | Null | Null | Null | Null | Null | Null | Null | Null
0.05737 | 5 | 0.077 | 11.5 | 0.5 | Null | Null | Null | Null | Null | Null | Null | Null | Null
0.05737 | 5 | 0.077 | 11.5 | 0.6 | Null | Null | Null | Null | Null | Null | Null | Null | Null
0.05737 | 5 | 0.077 | 11.5 | 0.7 | Null | Null | Null | Null | Null | Null | Null | Null | Null
0.05737 | 5 | 0.077 | 11.5 | 0.8 | Null | Null | Null | Null | Null | Null | Null | Null | Null
0.05737 | 5 | 0.077 | 11.5 | 0.9 | Null | Null | Null | Null | Null | Null | Null | Null | Null
0.05737 | 5 | 0.077 | 11.5 | 1 | Null | Null | Null | Null | Null | Null | Null | Null | Null
0.05737 | 5 | 0.077 | 12 | 0.15 | Null | Null | Null | Null | Null | Null | Null | Null | Null
0.05737 | 5 | 0.077 | 12 | 0.2 | Null | Null | Null | Null | Null | Null | Null | Null | Null
0.05737 | 5 | 0.077 | 12 | 0.3 | Null | Null | Null | Null | Null | Null | Null | Null | Null
0.05737 | 5 | 0.077 | 12 | 0.4 | Null | Null | Null | Null | Null | Null | Null | Null | Null
0.05737 | 5 | 0.077 | 12 | 0.5 | Null | Null | Null | Null | Null | Null | Null | Null | Null
0.05737 | 5 | 0.077 | 12 | 0.6 | Null | Null | Null | Null | Null | Null | Null | Null | Null
0.05737 | 5 | 0.077 | 12 | 0.7 | Null | Null | Null | Null | Null | Null | Null | Null | Null
0.05737 | 5 | 0.077 | 12 | 0.8 | Null | Null | Null | Null | Null | Null | Null | Null | Null
0.05737 | 5 | 0.077 | 12 | 0.9 | Null | Null | Null | Null | Null | Null | Null | Null | Null
0.05737 | 5 | 0.077 | 12 | 1 | Null | Null | Null | Null | Null | Null | Null | Null | Null
0.05737 | 5 | 0.077 | 12.5 | 0.15 | Null | Null | Null | Null | Null | Null | Null | Null | Null
0.05737 | 5 | 0.077 | 12.5 | 0.2 | Null | Null | Null | Null | Null | Null | Null | Null | Null
0.05737 | 5 | 0.077 | 12.5 | 0.3 | Null | Null | Null | Null | Null | Null | Null | Null | Null
0.05737 | 5 | 0.077 | 12.5 | 0.4 | Null | Null | Null | Null | Null | Null | Null | Null | Null
0.05737 | 5 | 0.077 | 12.5 | 0.5 | Null | Null | Null | Null | Null | Null | Null | Null | Null
0.05737 | 5 | 0.077 | 12.5 | 0.6 | Null | Null | Null | Null | Null | Null | Null | Null | Null
0.05737 | 5 | 0.077 | 12.5 | 0.7 | Null | Null | Null | Null | Null | Null | Null | Null | Null
0.05737 | 5 | 0.077 | 12.5 | 0.8 | Null | Null | Null | Null | Null | Null | Null | Null | Null
0.05737 | 5 | 0.077 | 12.5 | 0.9 | Null | Null | Null | Null | Null | Null | Null | Null | Null
0.05737 | 5 | 0.077 | 12.5 | 1 | Null | Null | Null | Null | Null | Null | Null | Null | Null
0.05737 | 5 | 0.077 | 13 | 0.15 | Null | Null | Null | Null | Null | Null | Null | Null | Null
0.05737 | 5 | 0.077 | 13 | 0.2 | Null | Null | Null | Null | Null | Null | Null | Null | Null
0.05737 | 5 | 0.077 | 13 | 0.3 | Null | Null | Null | Null | Null | Null | Null | Null | Null
0.05737 | 5 | 0.077 | 13 | 0.4 | Null | Null | Null | Null | Null | Null | Null | Null | Null
0.05737 | 5 | 0.077 | 13 | 0.5 | Null | Null | Null | Null | Null | Null | Null | Null | Null
0.05737 | 5 | 0.077 | 13 | 0.6 | Null | Null | Null | Null | Null | Null | Null | Null | Null
0.05737 | 5 | 0.077 | 13 | 0.7 | Null | Null | Null | Null | Null | Null | Null | Null | Null
0.05737 | 5 | 0.077 | 13 | 0.8 | Null | Null | Null | Null | Null | Null | Null | Null | Null
0.05737 | 5 | 0.077 | 13 | 0.9 | Null | Null | Null | Null | Null | Null | Null | Null | Null
0.05737 | 5 | 0.077 | 13 | 1 | Null | Null | Null | Null | Null | Null | Null | Null | Null
0.05737 | 5 | 0.077 | 13.5 | 0.15 | Null | Null | Null | Null | Null | Null | Null | Null | Null
0.05737 | 5 | 0.077 | 13.5 | 0.2 | Null | Null | Null | Null | Null | Null | Null | Null | Null
0.05737 | 5 | 0.077 | 13.5 | 0.3 | Null | Null | Null | Null | Null | Null | Null | Null | Null
0.05737 | 5 | 0.077 | 13.5 | 0.4 | Null | Null | Null | Null | Null | Null | Null | Null | Null
0.05737 | 5 | 0.077 | 13.5 | 0.5 | Null | Null | Null | Null | Null | Null | Null | Null | Null
0.05737 | 5 | 0.077 | 13.5 | 0.6 | Null | Null | Null | Null | Null | Null | Null | Null | Null
0.05737 | 5 | 0.077 | 13.5 | 0.7 | Null | Null | Null | Null | Null | Null | Null | Null | Null
0.05737 | 5 | 0.077 | 13.5 | 0.8 | Null | Null | Null | Null | Null | Null | Null | Null | Null
0.05737 | 5 | 0.077 | 13.5 | 0.9 | Null | Null | Null | Null | Null | Null | Null | Null | Null
0.05737 | 5 | 0.077 | 13.5 | 1 | Null | Null | Null | Null | Null | Null | Null | Null | Null
0.05737 | 5 | 0.077 | 14 | 0.15 | Null | Null | Null | Null | Null | Null | Null | Null | Null
0.05737 | 5 | 0.077 | 14 | 0.2 | Null | Null | Null | Null | Null | Null | Null | Null | Null
0.05737 | 5 | 0.077 | 14 | 0.3 | Null | Null | Null | Null | Null | Null | Null | Null | Null
0.05737 | 5 | 0.077 | 14 | 0.4 | Null | Null | Null | Null | Null | Null | Null | Null | Null
0.05737 | 5 | 0.077 | 14 | 0.5 | Null | Null | Null | Null | Null | Null | Null | Null | Null
0.05737 | 5 | 0.077 | 14 | 0.6 | Null | Null | Null | Null | Null | Null | Null | Null | Null
0.05737 | 5 | 0.077 | 14 | 0.7 | Null | Null | Null | Null | Null | Null | Null | Null | Null
0.05737 | 5 | 0.077 | 14 | 0.8 | Null | Null | Null | Null | Null | Null | Null | Null | Null
0.05737 | 5 | 0.077 | 14 | 0.9 | Null | Null | Null | Null | Null | Null | Null | Null | Null
0.05737 | 5 | 0.077 | 14 | 1 | Null | Null | Null | Null | Null | Null | Null | Null | Null
0.05737 | 5 | 0.077 | 14.5 | 0.15 | Null | Null | Null | Null | Null | Null | Null | Null | Null
0.05737 | 5 | 0.077 | 14.5 | 0.2 | Null | Null | Null | Null | Null | Null | Null | Null | Null
0.05737 | 5 | 0.077 | 14.5 | 0.3 | Null | Null | Null | Null | Null | Null | Null | Null | Null
0.05737 | 5 | 0.077 | 14.5 | 0.4 | Null | Null | Null | Null | Null | Null | Null | Null | Null
0.05737 | 5 | 0.077 | 14.5 | 0.5 | Null | Null | Null | Null | Null | Null | Null | Null | Null
0.05737 | 5 | 0.077 | 14.5 | 0.6 | Null | Null | Null | Null | Null | Null | Null | Null | Null
0.05737 | 5 | 0.077 | 14.5 | 0.7 | Null | Null | Null | Null | Null | Null | Null | Null | Null
0.05737 | 5 | 0.077 | 14.5 | 0.8 | Null | Null | Null | Null | Null | Null | Null | Null | Null
0.05737 | 5 | 0.077 | 14.5 | 0.9 | Null | Null | Null | Null | Null | Null | Null | Null | Null
0.05737 | 5 | 0.077 | 14.5 | 1 | Null | Null | Null | Null | Null | Null | Null | Null | Null
0.05737 | 5 | 0.077 | 15 | 0.15 | Null | Null | Null | Null | Null | Null | Null | Null | Null
0.05737 | 5 | 0.077 | 15 | 0.2 | Null | Null | Null | Null | Null | Null | Null | Null | Null
0.05737 | 5 | 0.077 | 15 | 0.3 | Null | Null | Null | Null | Null | Null | Null | Null | Null
0.05737 | 5 | 0.077 | 15 | 0.4 | Null | Null | Null | Null | Null | Null | Null | Null | Null
0.05737 | 5 | 0.077 | 15 | 0.5 | Null | Null | Null | Null | Null | Null | Null | Null | Null
0.05737 | 5 | 0.077 | 15 | 0.6 | Null | Null | Null | Null | Null | Null | Null | Null | Null
0.05737 | 5 | 0.077 | 15 | 0.7 | Null | Null | Null | Null | Null | Null | Null | Null | Null
0.05737 | 5 | 0.077 | 15 | 0.8 | Null | Null | Null | Null | Null | Null | Null | Null | Null
0.05737 | 5 | 0.077 | 15 | 0.9 | Null | Null | Null | Null | Null | Null | Null | Null | Null
0.05737 | 5 | 0.077 | 15 | 1 | Null | Null | Null | Null | Null | Null | Null | Null | Null
0.05737 | 5 | 0.077 | 15.5 | 0.15 | Null | Null | Null | Null | Null | Null | Null | Null | Null
0.05737 | 5 | 0.077 | 15.5 | 0.2 | Null | Null | Null | Null | Null | Null | Null | Null | Null
0.05737 | 5 | 0.077 | 15.5 | 0.3 | Null | Null | Null | Null | Null | Null | Null | Null | Null
0.05737 | 5 | 0.077 | 15.5 | 0.4 | Null | Null | Null | Null | Null | Null | Null | Null | Null
0.05737 | 5 | 0.077 | 15.5 | 0.5 | Null | Null | Null | Null | Null | Null | Null | Null | Null
0.05737 | 5 | 0.077 | 15.5 | 0.6 | Null | Null | Null | Null | Null | Null | Null | Null | Null
0.05737 | 5 | 0.077 | 15.5 | 0.7 | Null | Null | Null | Null | Null | Null | Null | Null | Null
0.05737 | 5 | 0.077 | 15.5 | 0.8 | Null | Null | Null | Null | Null | Null | Null | Null | Null
0.05737 | 5 | 0.077 | 15.5 | 0.9 | Null | Null | Null | Null | Null | Null | Null | Null | Null
0.05737 | 5 | 0.077 | 15.5 | 1 | Null | Null | Null | Null | Null | Null | Null | Null | Null
0.05737 | 5 | 0.077 | 16 | 0.15 | Null | Null | Null | Null | Null | Null | Null | Null | Null
0.05737 | 5 | 0.077 | 16 | 0.2 | Null | Null | Null | Null | Null | Null | Null | Null | Null
0.05737 | 5 | 0.077 | 16 | 0.3 | Null | Null | Null | Null | Null | Null | Null | Null | Null
0.05737 | 5 | 0.077 | 16 | 0.4 | Null | Null | Null | Null | Null | Null | Null | Null | Null
0.05737 | 5 | 0.077 | 16 | 0.5 | Null | Null | Null | Null | Null | Null | Null | Null | Null
0.05737 | 5 | 0.077 | 16 | 0.6 | Null | Null | Null | Null | Null | Null | Null | Null | Null
0.05737 | 5 | 0.077 | 16 | 0.7 | Null | Null | Null | Null | Null | Null | Null | Null | Null
0.05737 | 5 | 0.077 | 16 | 0.8 | Null | Null | Null | Null | Null | Null | Null | Null | Null
0.05737 | 5 | 0.077 | 16 | 0.9 | Null | Null | Null | Null | Null | Null | Null | Null | Null
0.05737 | 5 | 0.077 | 16 | 1 | Null | Null | Null | Null | Null | Null | Null | Null | Null
0.05737 | 5 | 0.077 | 16.5 | 0.15 | Null | Null | Null | Null | Null | Null | Null | Null | Null
0.05737 | 5 | 0.077 | 16.5 | 0.2 | Null | Null | Null | Null | Null | Null | Null | Null | Null
0.05737 | 5 | 0.077 | 16.5 | 0.3 | Null | Null | Null | Null | Null | Null | Null | Null | Null
0.05737 | 5 | 0.077 | 16.5 | 0.4 | Null | Null | Null | Null | Null | Null | Null | Null | Null
0.05737 | 5 | 0.077 | 16.5 | 0.5 | Null | Null | Null | Null | Null | Null | Null | Null | Null
0.05737 | 5 | 0.077 | 16.5 | 0.6 | Null | Null | Null | Null | Null | Null | Null | Null | Null
0.05737 | 5 | 0.077 | 16.5 | 0.7 | Null | Null | Null | Null | Null | Null | Null | Null | Null
0.05737 | 5 | 0.077 | 16.5 | 0.8 | Null | Null | Null | Null | Null | Null | Null | Null | Null
0.05737 | 5 | 0.077 | 16.5 | 0.9 | Null | Null | Null | Null | Null | Null | Null | Null | Null
0.05737 | 5 | 0.077 | 16.5 | 1 | Null | Null | Null | Null | Null | Null | Null | Null | Null
0.05737 | 5 | 0.077 | 17 | 0.15 | Null | Null | Null | Null | Null | Null | Null | Null | Null
0.05737 | 5 | 0.077 | 17 | 0.2 | Null | Null | Null | Null | Null | Null | Null | Null | Null
0.05737 | 5 | 0.077 | 17 | 0.3 | Null | Null | Null | Null | Null | Null | Null | Null | Null
0.05737 | 5 | 0.077 | 17 | 0.4 | Null | Null | Null | Null | Null | Null | Null | Null | Null
0.05737 | 5 | 0.077 | 17 | 0.5 | Null | Null | Null | Null | Null | Null | Null | Null | Null
0.05737 | 5 | 0.077 | 17 | 0.6 | Null | Null | Null | Null | Null | Null | Null | Null | Null
0.05737 | 5 | 0.077 | 17 | 0.7 | Null | Null | Null | Null | Null | Null | Null | Null | Null
0.05737 | 5 | 0.077 | 17 | 0.8 | Null | Null | Null | Null | Null | Null | Null | Null | Null
0.05737 | 5 | 0.077 | 17 | 0.9 | Null | Null | Null | Null | Null | Null | Null | Null | Null
0.05737 | 5 | 0.077 | 17 | 1 | Null | Null | Null | Null | Null | Null | Null | Null | Null
0.05737 | 5 | 0.077 | 17.5 | 0.15 | Null | Null | Null | Null | Null | Null | Null | Null | Null
0.05737 | 5 | 0.077 | 17.5 | 0.2 | Null | Null | Null | Null | Null | Null | Null | Null | Null
0.05737 | 5 | 0.077 | 17.5 | 0.3 | Null | Null | Null | Null | Null | Null | Null | Null | Null
0.05737 | 5 | 0.077 | 17.5 | 0.4 | Null | Null | Null | Null | Null | Null | Null | Null | Null
0.05737 | 5 | 0.077 | 17.5 | 0.5 | Null | Null | Null | Null | Null | Null | Null | Null | Null
0.05737 | 5 | 0.077 | 17.5 | 0.6 | Null | Null | Null | Null | Null | Null | Null | Null | Null
0.05737 | 5 | 0.077 | 17.5 | 0.7 | Null | Null | Null | Null | Null | Null | Null | Null | Null
0.05737 | 5 | 0.077 | 17.5 | 0.8 | Null | Null | Null | Null | Null | Null | Null | Null | Null
0.05737 | 5 | 0.077 | 17.5 | 0.9 | Null | Null | Null | Null | Null | Null | Null | Null | Null
0.05737 | 5 | 0.077 | 17.5 | 1 | Null | Null | Null | Null | Null | Null | Null | Null | Null
0.05737 | 5 | 0.077 | 18 | 0.15 | Null | Null | Null | Null | Null | Null | Null | Null | Null
0.05737 | 5 | 0.077 | 18 | 0.2 | Null | Null | Null | Null | Null | Null | Null | Null | Null
0.05737 | 5 | 0.077 | 18 | 0.3 | Null | Null | Null | Null | Null | Null | Null | Null | Null
0.05737 | 5 | 0.077 | 18 | 0.4 | Null | Null | Null | Null | Null | Null | Null | Null | Null
0.05737 | 5 | 0.077 | 18 | 0.5 | Null | Null | Null | Null | Null | Null | Null | Null | Null
0.05737 | 5 | 0.077 | 18 | 0.6 | Null | Null | Null | Null | Null | Null | Null | Null | Null
0.05737 | 5 | 0.077 | 18 | 0.7 | Null | Null | Null | Null | Null | Null | Null | Null | Null
0.05737 | 5 | 0.077 | 18 | 0.8 | Null | Null | Null | Null | Null | Null | Null | Null | Null
0.05737 | 5 | 0.077 | 18 | 0.9 | Null | Null | Null | Null | Null | Null | Null | Null | Null
0.05737 | 5 | 0.077 | 18 | 1 | Null | Null | Null | Null | Null | Null | Null | Null | Null
0.05737 | 5 | 0.077 | 21 | 0.15 | Null | Null | Null | Null | Null | Null | Null | Null | Null
0.05737 | 5 | 0.077 | 21 | 0.2 | Null | Null | Null | Null | Null | Null | Null | Null | Null
0.05737 | 5 | 0.077 | 21 | 0.3 | Null | Null | Null | Null | Null | Null | Null | Null | Null
0.05737 | 5 | 0.077 | 21 | 0.4 | Null | Null | Null | Null | Null | Null | Null | Null | Null
0.05737 | 5 | 0.077 | 21 | 0.5 | Null | Null | Null | Null | Null | Null | Null | Null | Null
0.05737 | 5 | 0.077 | 21 | 0.6 | Null | Null | Null | Null | Null | Null | Null | Null | Null
0.05737 | 5 | 0.077 | 21 | 0.7 | Null | Null | Null | Null | Null | Null | Null | Null | Null
0.05737 | 5 | 0.077 | 21 | 0.8 | Null | Null | Null | Null | Null | Null | Null | Null | Null
0.05737 | 5 | 0.077 | 21 | 0.9 | Null | Null | Null | Null | Null | Null | Null | Null | Null
0.05737 | 5 | 0.077 | 21 | 1 | Null | Null | Null | Null | Null | Null | Null | Null | Null
0.05737 | 5 | 0.077 | 24 | 0.15 | Null | Null | Null | Null | Null | Null | Null | Null | Null
0.05737 | 5 | 0.077 | 24 | 0.2 | Null | Null | Null | Null | Null | Null | Null | Null | Null
0.05737 | 5 | 0.077 | 24 | 0.3 | Null | Null | Null | Null | Null | Null | Null | Null | Null
0.05737 | 5 | 0.077 | 24 | 0.4 | Null | Null | Null | Null | Null | Null | Null | Null | Null
0.05737 | 5 | 0.077 | 24 | 0.5 | Null | Null | Null | Null | Null | Null | Null | Null | Null
0.05737 | 5 | 0.077 | 24 | 0.6 | Null | Null | Null | Null | Null | Null | Null | Null | Null
0.05737 | 5 | 0.077 | 24 | 0.7 | Null | Null | Null | Null | Null | Null | Null | Null | Null
0.05737 | 5 | 0.077 | 24 | 0.8 | Null | Null | Null | Null | Null | Null | Null | Null | Null
0.05737 | 5 | 0.077 | 24 | 0.9 | Null | Null | Null | Null | Null | Null | Null | Null | Null
0.05737 | 5 | 0.077 | 24 | 1 | Null | Null | Null | Null | Null | Null | Null | Null | Null
0.05737 | 5 | 0.077 | 27 | 0.15 | Null | Null | Null | Null | Null | Null | Null | Null | Null
0.05737 | 5 | 0.077 | 27 | 0.2 | Null | Null | Null | Null | Null | Null | Null | Null | Null
0.05737 | 5 | 0.077 | 27 | 0.3 | Null | Null | Null | Null | Null | Null | Null | Null | Null
0.05737 | 5 | 0.077 | 27 | 0.4 | Null | Null | Null | Null | Null | Null | Null | Null | Null
0.05737 | 5 | 0.077 | 27 | 0.5 | Null | Null | Null | Null | Null | Null | Null | Null | Null
0.05737 | 5 | 0.077 | 27 | 0.6 | Null | Null | Null | Null | Null | Null | Null | Null | Null
0.05737 | 5 | 0.077 | 27 | 0.7 | Null | Null | Null | Null | Null | Null | Null | Null | Null
0.05737 | 5 | 0.077 | 27 | 0.8 | Null | Null | Null | Null | Null | Null | Null | Null | Null
0.05737 | 5 | 0.077 | 27 | 0.9 | Null | Null | Null | Null | Null | Null | Null | Null | Null
0.05737 | 5 | 0.077 | 27 | 1 | Null | Null | Null | Null | Null | Null | Null | Null | Null
0.05737 | 5 | 0.077 | 30 | 0.15 | Null | Null | Null | Null | Null | Null | Null | Null | Null
0.05737 | 5 | 0.077 | 30 | 0.2 | Null | Null | Null | Null | Null | Null | Null | Null | Null
0.05737 | 5 | 0.077 | 30 | 0.3 | Null | Null | Null | Null | Null | Null | Null | Null | Null
0.05737 | 5 | 0.077 | 30 | 0.4 | Null | Null | Null | Null | Null | Null | Null | Null | Null
0.05737 | 5 | 0.077 | 30 | 0.5 | Null | Null | Null | Null | Null | Null | Null | Null | Null
0.05737 | 5 | 0.077 | 30 | 0.6 | Null | Null | Null | Null | Null | Null | Null | Null | Null
0.05737 | 5 | 0.077 | 30 | 0.7 | Null | Null | Null | Null | Null | Null | Null | Null | Null
0.05737 | 5 | 0.077 | 30 | 0.8 | Null | Null | Null | Null | Null | Null | Null | Null | Null
0.05737 | 5 | 0.077 | 30 | 0.9 | Null | Null | Null | Null | Null | Null | Null | Null | Null
0.05737 | 5 | 0.077 | 30 | 1 | Null | Null | Null | Null | Null | Null | Null | Null | Null
0.05737 | 5 | 0.09437 | 10.5 | 0.15 | 24000 | 264000 | 287000 | 285.15 | 284.3751 | 27.3 | 34.4 | 0 | 716
0.05737 | 5 | 0.09437 | 10.5 | 0.2 | 27000 | 352000 | 377000 | 285.15 | 284.604 | 27.3 | 34.4 | 0 | 798
0.05737 | 5 | 0.09437 | 10.5 | 0.3 | 33000 | 527000 | 559000 | 285.15 | 285.0631 | 27.3 | 34.4 | 0 | 977
0.05737 | 5 | 0.09437 | 10.5 | 0.4 | 39000 | 703000 | 741000 | 285.15 | 285.5243 | 27.3 | 34.4 | 0 | 1184
0.05737 | 5 | 0.09437 | 10.5 | 0.5 | 47000 | 879000 | 925000 | 285.15 | 285.9871 | 27.3 | 34.4 | 0 | 1408
0.05737 | 5 | 0.09437 | 10.5 | 0.6 | 57000 | 1055000 | 1110000 | 285.15 | 286.456 | 27.3 | 34.4 | 0 | 1708
0.05737 | 5 | 0.09437 | 10.5 | 0.7 | 74000 | 1231000 | 1302000 | 285.15 | 286.9418 | 27.3 | 34.4 | 0 | 2215
0.05737 | 5 | 0.09437 | 10.5 | 0.8 | 94000 | 1406000 | 1498000 | 285.15 | 287.4355 | 27.3 | 34.4 | 0 | 2818
0.05737 | 5 | 0.09437 | 10.5 | 0.9 | 123000 | 1582000 | 1701000 | 285.15 | 287.9501 | 27.3 | 34.4 | 0 | 3677
0.05737 | 5 | 0.09437 | 10.5 | 1 | 169000 | 1758000 | 1922000 | 285.15 | 288.5076 | 27.3 | 34.4 | 0 | 5061
0.05737 | 5 | 0.09437 | 11 | 0.15 | 24000 | 264000 | 287000 | 285.15 | 284.8764 | 27.3 | 34.4 | 0 | 729
0.05737 | 5 | 0.09437 | 11 | 0.2 | 27000 | 352000 | 378000 | 285.15 | 285.1054 | 27.3 | 34.4 | 0 | 813
0.05737 | 5 | 0.09437 | 11 | 0.3 | 33000 | 527000 | 560000 | 285.15 | 285.565 | 27.3 | 34.4 | 0 | 997
0.05737 | 5 | 0.09437 | 11 | 0.4 | 40000 | 703000 | 742000 | 285.15 | 286.0262 | 27.3 | 34.4 | 0 | 1201
0.05737 | 5 | 0.09437 | 11 | 0.5 | 48000 | 879000 | 926000 | 285.15 | 286.4902 | 27.3 | 34.4 | 0 | 1439
0.05737 | 5 | 0.09437 | 11 | 0.6 | 59000 | 1055000 | 1112000 | 285.15 | 286.9619 | 27.3 | 34.4 | 0 | 1773
0.05737 | 5 | 0.09437 | 11 | 0.7 | 76000 | 1231000 | 1304000 | 285.15 | 287.4481 | 27.3 | 34.4 | 0 | 2283
0.05737 | 5 | 0.09437 | 11 | 0.8 | 96000 | 1406000 | 1500000 | 285.15 | 287.9419 | 27.3 | 34.4 | 0 | 2886
0.05737 | 5 | 0.09437 | 11 | 0.9 | 124000 | 1582000 | 1702000 | 285.15 | 288.4534 | 27.3 | 34.4 | 0 | 3705
0.05737 | 5 | 0.09437 | 11 | 1 | 167000 | 1758000 | 1920000 | 285.15 | 289.0056 | 27.3 | 34.4 | 0 | 5023
0.05737 | 5 | 0.09437 | 11.5 | 0.15 | 25000 | 264000 | 288000 | 285.15 | 285.3777 | 27.3 | 34.4 | 0 | 744
0.05737 | 5 | 0.09437 | 11.5 | 0.2 | 28000 | 352000 | 378000 | 285.15 | 285.607 | 27.3 | 34.4 | 0 | 829
0.05737 | 5 | 0.09437 | 11.5 | 0.3 | 34000 | 527000 | 560000 | 285.15 | 286.067 | 27.3 | 34.4 | 0 | 1017
0.05737 | 5 | 0.09437 | 11.5 | 0.4 | 41000 | 703000 | 743000 | 285.15 | 286.5292 | 27.3 | 34.4 | 0 | 1232
0.05737 | 5 | 0.09437 | 11.5 | 0.5 | 49000 | 879000 | 927000 | 285.15 | 286.9936 | 27.3 | 34.4 | 0 | 1475
0.05737 | 5 | 0.09437 | 11.5 | 0.6 | 61000 | 1055000 | 1114000 | 285.15 | 287.4679 | 27.3 | 34.4 | 0 | 1839
0.05737 | 5 | 0.09437 | 11.5 | 0.7 | 78000 | 1231000 | 1307000 | 285.15 | 287.9546 | 27.3 | 34.4 | 0 | 2353
0.05737 | 5 | 0.09437 | 11.5 | 0.8 | 99000 | 1406000 | 1502000 | 285.15 | 288.4486 | 27.3 | 34.4 | 0 | 2957
0.05737 | 5 | 0.09437 | 11.5 | 0.9 | 124000 | 1582000 | 1703000 | 285.15 | 288.9568 | 27.3 | 34.4 | 0 | 3735
0.05737 | 5 | 0.09437 | 11.5 | 1 | 167000 | 1758000 | 1920000 | 285.15 | 289.5048 | 27.3 | 34.4 | 0 | 4999
0.05737 | 5 | 0.09437 | 12 | 0.15 | 25000 | 264000 | 288000 | 285.15 | 285.8793 | 27.3 | 34.4 | 0 | 761
0.05737 | 5 | 0.09437 | 12 | 0.2 | 28000 | 352000 | 379000 | 285.15 | 286.109 | 27.3 | 34.4 | 0 | 851
0.05737 | 5 | 0.09437 | 12 | 0.3 | 35000 | 527000 | 561000 | 285.15 | 286.5691 | 27.3 | 34.4 | 0 | 1040
0.05737 | 5 | 0.09437 | 12 | 0.4 | 42000 | 703000 | 744000 | 285.15 | 287.0315 | 27.3 | 34.4 | 0 | 1256
0.05737 | 5 | 0.09437 | 12 | 0.5 | 51000 | 879000 | 928000 | 285.15 | 287.4974 | 27.3 | 34.4 | 0 | 1516
0.05737 | 5 | 0.09437 | 12 | 0.6 | 64000 | 1055000 | 1116000 | 285.15 | 287.9741 | 27.3 | 34.4 | 0 | 1906
0.05737 | 5 | 0.09437 | 12 | 0.7 | 81000 | 1231000 | 1309000 | 285.15 | 288.461 | 27.3 | 34.4 | 0 | 2422
0.05737 | 5 | 0.09437 | 12 | 0.8 | 101000 | 1406000 | 1504000 | 285.15 | 288.9557 | 27.3 | 34.4 | 0 | 3033
0.05737 | 5 | 0.09437 | 12 | 0.9 | 126000 | 1582000 | 1704000 | 285.15 | 289.4609 | 27.3 | 34.4 | 0 | 3773
0.05737 | 5 | 0.09437 | 12 | 1 | 166000 | 1758000 | 1919000 | 285.15 | 290.0055 | 27.3 | 34.4 | 0 | 4994
0.05737 | 5 | 0.09437 | 12.5 | 0.15 | 26000 | 264000 | 289000 | 285.15 | 286.3809 | 27.3 | 34.4 | 0 | 779
0.05737 | 5 | 0.09437 | 12.5 | 0.2 | 29000 | 352000 | 380000 | 285.15 | 286.6109 | 27.3 | 34.4 | 0 | 872
0.05737 | 5 | 0.09437 | 12.5 | 0.3 | 36000 | 527000 | 562000 | 285.15 | 287.0721 | 27.3 | 34.4 | 0 | 1072
0.05737 | 5 | 0.09437 | 12.5 | 0.4 | 43000 | 703000 | 745000 | 285.15 | 287.5349 | 27.3 | 34.4 | 0 | 1292
0.05737 | 5 | 0.09437 | 12.5 | 0.5 | 52000 | 879000 | 930000 | 285.15 | 288.0024 | 27.3 | 34.4 | 0 | 1570
0.05737 | 5 | 0.09437 | 12.5 | 0.6 | 66000 | 1055000 | 1119000 | 285.15 | 288.4803 | 27.3 | 34.4 | 0 | 1974
0.05737 | 5 | 0.09437 | 12.5 | 0.7 | 83000 | 1231000 | 1311000 | 285.15 | 288.9676 | 27.3 | 34.4 | 0 | 2494
0.05737 | 5 | 0.09437 | 12.5 | 0.8 | 104000 | 1406000 | 1507000 | 285.15 | 289.4627 | 27.3 | 34.4 | 0 | 3109
0.05737 | 5 | 0.09437 | 12.5 | 0.9 | 128000 | 1582000 | 1706000 | 285.15 | 289.9673 | 27.3 | 34.4 | 0 | 3840
0.05737 | 5 | 0.09437 | 12.5 | 1 | 174000 | 1758000 | 1927000 | 285.15 | 290.5251 | 27.3 | 34.4 | 0 | 5222
0.05737 | 5 | 0.09437 | 13 | 0.15 | 27000 | 264000 | 290000 | 285.15 | 286.8827 | 27.3 | 34.4 | 0 | 799
0.05737 | 5 | 0.09437 | 13 | 0.2 | 30000 | 352000 | 381000 | 285.15 | 287.1129 | 27.3 | 34.4 | 0 | 894
0.05737 | 5 | 0.09437 | 13 | 0.3 | 37000 | 527000 | 563000 | 285.15 | 287.5746 | 27.3 | 34.4 | 0 | 1100
0.05737 | 5 | 0.09437 | 13 | 0.4 | 44000 | 703000 | 746000 | 285.15 | 288.0387 | 27.3 | 34.4 | 0 | 1334
0.05737 | 5 | 0.09437 | 13 | 0.5 | 54000 | 879000 | 932000 | 285.15 | 288.5076 | 27.3 | 34.4 | 0 | 1627
0.05737 | 5 | 0.09437 | 13 | 0.6 | 68000 | 1055000 | 1121000 | 285.15 | 288.9864 | 27.3 | 34.4 | 0 | 2042
0.05737 | 5 | 0.09437 | 13 | 0.7 | 86000 | 1231000 | 1314000 | 285.15 | 289.4743 | 27.3 | 34.4 | 0 | 2567
0.05737 | 5 | 0.09437 | 13 | 0.8 | 106000 | 1406000 | 1510000 | 285.15 | 289.9701 | 27.3 | 34.4 | 0 | 3189
0.05737 | 5 | 0.09437 | 13 | 0.9 | 131000 | 1582000 | 1709000 | 285.15 | 290.4758 | 27.3 | 34.4 | 0 | 3933
0.05737 | 5 | 0.09437 | 13 | 1 | 173000 | 1758000 | 1926000 | 285.15 | 291.0228 | 27.3 | 34.4 | 0 | 5181
0.05737 | 5 | 0.09437 | 13.5 | 0.15 | 27000 | 264000 | 290000 | 285.15 | 287.3847 | 27.3 | 34.4 | 0 | 822
0.05737 | 5 | 0.09437 | 13.5 | 0.2 | 31000 | 352000 | 381000 | 285.15 | 287.6153 | 27.3 | 34.4 | 0 | 920
0.05737 | 5 | 0.09437 | 13.5 | 0.3 | 38000 | 527000 | 564000 | 285.15 | 288.0777 | 27.3 | 34.4 | 0 | 1133
0.05737 | 5 | 0.09437 | 13.5 | 0.4 | 46000 | 703000 | 748000 | 285.15 | 288.5429 | 27.3 | 34.4 | 0 | 1381
0.05737 | 5 | 0.09437 | 13.5 | 0.5 | 56000 | 879000 | 934000 | 285.15 | 289.0132 | 27.3 | 34.4 | 0 | 1689
0.05737 | 5 | 0.09437 | 13.5 | 0.6 | 70000 | 1055000 | 1123000 | 285.15 | 289.4927 | 27.3 | 34.4 | 0 | 2111
0.05737 | 5 | 0.09437 | 13.5 | 0.7 | 88000 | 1231000 | 1316000 | 285.15 | 289.981 | 27.3 | 34.4 | 0 | 2641
0.05737 | 5 | 0.09437 | 13.5 | 0.8 | 109000 | 1406000 | 1512000 | 285.15 | 290.4778 | 27.3 | 34.4 | 0 | 3273
0.05737 | 5 | 0.09437 | 13.5 | 0.9 | 134000 | 1582000 | 1712000 | 285.15 | 290.9833 | 27.3 | 34.4 | 0 | 4012
0.05737 | 5 | 0.09437 | 13.5 | 1 | 169000 | 1758000 | 1921000 | 285.15 | 291.5137 | 27.3 | 34.4 | 0 | 5057
0.05737 | 5 | 0.09437 | 14 | 0.15 | 27000 | 264000 | 290000 | 285.15 | 287.8846 | 27.3 | 34.4 | 0 | 819
0.05737 | 5 | 0.09437 | 14 | 0.2 | 32000 | 352000 | 382000 | 285.15 | 288.1179 | 27.3 | 34.4 | 0 | 950
0.05737 | 5 | 0.09437 | 14 | 0.3 | 39000 | 527000 | 565000 | 285.15 | 288.5813 | 27.3 | 34.4 | 0 | 1173
0.05737 | 5 | 0.09437 | 14 | 0.4 | 48000 | 703000 | 750000 | 285.15 | 289.048 | 27.3 | 34.4 | 0 | 1438
0.05737 | 5 | 0.09437 | 14 | 0.5 | 58000 | 879000 | 936000 | 285.15 | 289.5188 | 27.3 | 34.4 | 0 | 1752
0.05737 | 5 | 0.09437 | 14 | 0.6 | 73000 | 1055000 | 1125000 | 285.15 | 289.9991 | 27.3 | 34.4 | 0 | 2182
0.05737 | 5 | 0.09437 | 14 | 0.7 | 91000 | 1231000 | 1319000 | 285.15 | 290.4881 | 27.3 | 34.4 | 0 | 2719
0.05737 | 5 | 0.09437 | 14 | 0.8 | 112000 | 1406000 | 1515000 | 285.15 | 290.9854 | 27.3 | 34.4 | 0 | 3357
0.05737 | 5 | 0.09437 | 14 | 0.9 | 137000 | 1582000 | 1715000 | 285.15 | 291.491 | 27.3 | 34.4 | 0 | 4095
0.05737 | 5 | 0.09437 | 14 | 1 | 165000 | 1758000 | 1918000 | 285.15 | 292.0066 | 27.3 | 34.4 | 0 | 4957
0.05737 | 5 | 0.09437 | 14.5 | 0.15 | 28000 | 264000 | 291000 | 285.15 | 288.3868 | 27.3 | 34.4 | 0 | 843
0.05737 | 5 | 0.09437 | 14.5 | 0.2 | 33000 | 352000 | 384000 | 285.15 | 288.6212 | 27.3 | 34.4 | 0 | 988
0.05737 | 5 | 0.09437 | 14.5 | 0.3 | 41000 | 527000 | 567000 | 285.15 | 289.0857 | 27.3 | 34.4 | 0 | 1224
0.05737 | 5 | 0.09437 | 14.5 | 0.4 | 50000 | 703000 | 752000 | 285.15 | 289.5534 | 27.3 | 34.4 | 0 | 1498
0.05737 | 5 | 0.09437 | 14.5 | 0.5 | 61000 | 879000 | 938000 | 285.15 | 290.0247 | 27.3 | 34.4 | 0 | 1817
0.05737 | 5 | 0.09437 | 14.5 | 0.6 | 75000 | 1055000 | 1128000 | 285.15 | 290.5056 | 27.3 | 34.4 | 0 | 2254
0.05737 | 5 | 0.09437 | 14.5 | 0.7 | 93000 | 1231000 | 1321000 | 285.15 | 290.9952 | 27.3 | 34.4 | 0 | 2797
0.05737 | 5 | 0.09437 | 14.5 | 0.8 | 115000 | 1406000 | 1518000 | 285.15 | 291.4934 | 27.3 | 34.4 | 0 | 3444
0.05737 | 5 | 0.09437 | 14.5 | 0.9 | 140000 | 1582000 | 1718000 | 285.15 | 291.9993 | 27.3 | 34.4 | 0 | 4186
0.05737 | 5 | 0.09437 | 14.5 | 1 | 169000 | 1758000 | 1921000 | 285.15 | 292.5157 | 27.3 | 34.4 | 0 | 5057
0.05737 | 5 | 0.09437 | 15 | 0.15 | 29000 | 264000 | 292000 | 285.15 | 288.8894 | 27.3 | 34.4 | 0 | 873
0.05737 | 5 | 0.09437 | 15 | 0.2 | 34000 | 352000 | 385000 | 285.15 | 289.125 | 27.3 | 34.4 | 0 | 1032
0.05737 | 5 | 0.09437 | 15 | 0.3 | 43000 | 527000 | 569000 | 285.15 | 289.5915 | 27.3 | 34.4 | 0 | 1291
0.05737 | 5 | 0.09437 | 15 | 0.4 | 51000 | 703000 | 753000 | 285.15 | 290.0561 | 27.3 | 34.4 | 0 | 1526
0.05737 | 5 | 0.09437 | 15 | 0.5 | 63000 | 879000 | 940000 | 285.15 | 290.5305 | 27.3 | 34.4 | 0 | 1882
0.05737 | 5 | 0.09437 | 15 | 0.6 | 78000 | 1055000 | 1130000 | 285.15 | 291.0123 | 27.3 | 34.4 | 0 | 2328
0.05737 | 5 | 0.09437 | 15 | 0.7 | 96000 | 1231000 | 1324000 | 285.15 | 291.5025 | 27.3 | 34.4 | 0 | 2877
0.05737 | 5 | 0.09437 | 15 | 0.8 | 118000 | 1406000 | 1521000 | 285.15 | 292.0012 | 27.3 | 34.4 | 0 | 3531
0.05737 | 5 | 0.09437 | 15 | 0.9 | 143000 | 1582000 | 1720000 | 285.15 | 292.5076 | 27.3 | 34.4 | 0 | 4276
0.05737 | 5 | 0.09437 | 15 | 1 | 171000 | 1758000 | 1924000 | 285.15 | 293.0232 | 27.3 | 34.4 | 0 | 5135
0.05737 | 5 | 0.09437 | 15.5 | 0.15 | 30000 | 264000 | 293000 | 285.15 | 289.3924 | 27.3 | 34.4 | 0 | 908
0.05737 | 5 | 0.09437 | 15.5 | 0.2 | 36000 | 352000 | 387000 | 285.15 | 289.6293 | 27.3 | 34.4 | 0 | 1082
0.05737 | 5 | 0.09437 | 15.5 | 0.3 | 45000 | 527000 | 571000 | 285.15 | 290.096 | 27.3 | 34.4 | 0 | 1342
0.05737 | 5 | 0.09437 | 15.5 | 0.4 | 53000 | 703000 | 754000 | 285.15 | 290.5611 | 27.3 | 34.4 | 0 | 1584
0.05737 | 5 | 0.09437 | 15.5 | 0.5 | 65000 | 879000 | 942000 | 285.15 | 291.0364 | 27.3 | 34.4 | 0 | 1949
0.05737 | 5 | 0.09437 | 15.5 | 0.6 | 80000 | 1055000 | 1132000 | 285.15 | 291.518 | 27.3 | 34.4 | 0 | 2392
0.05737 | 5 | 0.09437 | 15.5 | 0.7 | 99000 | 1231000 | 1326000 | 285.15 | 292.01 | 27.3 | 34.4 | 0 | 2961
0.05737 | 5 | 0.09437 | 15.5 | 0.8 | 121000 | 1406000 | 1523000 | 285.15 | 292.5095 | 27.3 | 34.4 | 0 | 3622
0.05737 | 5 | 0.09437 | 15.5 | 0.9 | 146000 | 1582000 | 1724000 | 285.15 | 293.0165 | 27.3 | 34.4 | 0 | 4375
0.05737 | 5 | 0.09437 | 15.5 | 1 | 175000 | 1758000 | 1928000 | 285.15 | 293.533 | 27.3 | 34.4 | 0 | 5243
0.05737 | 5 | 0.09437 | 16 | 0.15 | 31000 | 264000 | 294000 | 285.15 | 289.8954 | 27.3 | 34.4 | 0 | 942
0.05737 | 5 | 0.09437 | 16 | 0.2 | 36000 | 352000 | 387000 | 285.15 | 290.1294 | 27.3 | 34.4 | 0 | 1080
0.05737 | 5 | 0.09437 | 16 | 0.3 | 44000 | 527000 | 570000 | 285.15 | 290.5941 | 27.3 | 34.4 | 0 | 1315
0.05737 | 5 | 0.09437 | 16 | 0.4 | 55000 | 703000 | 756000 | 285.15 | 291.0663 | 27.3 | 34.4 | 0 | 1642
0.05737 | 5 | 0.09437 | 16 | 0.5 | 67000 | 879000 | 944000 | 285.15 | 291.5424 | 27.3 | 34.4 | 0 | 2016
0.05737 | 5 | 0.09437 | 16 | 0.6 | 82000 | 1055000 | 1135000 | 285.15 | 292.0249 | 27.3 | 34.4 | 0 | 2468
0.05737 | 5 | 0.09437 | 16 | 0.7 | 102000 | 1231000 | 1329000 | 285.15 | 292.5176 | 27.3 | 34.4 | 0 | 3046
0.05737 | 5 | 0.09437 | 16 | 0.8 | 124000 | 1406000 | 1526000 | 285.15 | 293.0176 | 27.3 | 34.4 | 0 | 3711
0.05737 | 5 | 0.09437 | 16 | 0.9 | 149000 | 1582000 | 1727000 | 285.15 | 293.5255 | 27.3 | 34.4 | 0 | 4474
0.05737 | 5 | 0.09437 | 16 | 1 | 179000 | 1758000 | 1931000 | 285.15 | 294.0437 | 27.3 | 34.4 | 0 | 5361
0.05737 | 5 | 0.09437 | 16.5 | 0.15 | 33000 | 264000 | 295000 | 285.15 | 290.3984 | 27.3 | 34.4 | 0 | 977
0.05737 | 5 | 0.09437 | 16.5 | 0.2 | 37000 | 352000 | 388000 | 285.15 | 290.6329 | 27.3 | 34.4 | 0 | 1121
0.05737 | 5 | 0.09437 | 16.5 | 0.3 | 45000 | 527000 | 572000 | 285.15 | 291.0984 | 27.3 | 34.4 | 0 | 1364
0.05737 | 5 | 0.09437 | 16.5 | 0.4 | 57000 | 703000 | 758000 | 285.15 | 291.5714 | 27.3 | 34.4 | 0 | 1700
0.05737 | 5 | 0.09437 | 16.5 | 0.5 | 69000 | 879000 | 946000 | 285.15 | 292.0485 | 27.3 | 34.4 | 0 | 2085
0.05737 | 5 | 0.09437 | 16.5 | 0.6 | 85000 | 1055000 | 1137000 | 285.15 | 292.532 | 27.3 | 34.4 | 0 | 2548
0.05737 | 5 | 0.09437 | 16.5 | 0.7 | 104000 | 1231000 | 1332000 | 285.15 | 293.0255 | 27.3 | 34.4 | 0 | 3134
0.05737 | 5 | 0.09437 | 16.5 | 0.8 | 127000 | 1406000 | 1529000 | 285.15 | 293.526 | 27.3 | 34.4 | 0 | 3805
0.05737 | 5 | 0.09437 | 16.5 | 0.9 | 152000 | 1582000 | 1730000 | 285.15 | 294.0345 | 27.3 | 34.4 | 0 | 4573
0.05737 | 5 | 0.09437 | 16.5 | 1 | 183000 | 1758000 | 1935000 | 285.15 | 294.5548 | 27.3 | 34.4 | 0 | 5485
0.05737 | 5 | 0.09437 | 17 | 0.15 | 34000 | 264000 | 296000 | 285.15 | 290.9014 | 27.3 | 34.4 | 0 | 1012
0.05737 | 5 | 0.09437 | 17 | 0.2 | 39000 | 352000 | 389000 | 285.15 | 291.1365 | 27.3 | 34.4 | 0 | 1162
0.05737 | 5 | 0.09437 | 17 | 0.3 | 50000 | 527000 | 576000 | 285.15 | 291.6098 | 27.3 | 34.4 | 0 | 1500
0.05737 | 5 | 0.09437 | 17 | 0.4 | 59000 | 703000 | 760000 | 285.15 | 292.0767 | 27.3 | 34.4 | 0 | 1759
0.05737 | 5 | 0.09437 | 17 | 0.5 | 72000 | 879000 | 949000 | 285.15 | 292.5548 | 27.3 | 34.4 | 0 | 2156
0.05737 | 5 | 0.09437 | 17 | 0.6 | 88000 | 1055000 | 1140000 | 285.15 | 293.0389 | 27.3 | 34.4 | 0 | 2626
0.05737 | 5 | 0.09437 | 17 | 0.7 | 107000 | 1231000 | 1335000 | 285.15 | 293.5334 | 27.3 | 34.4 | 0 | 3221
0.05737 | 5 | 0.09437 | 17 | 0.8 | 130000 | 1406000 | 1532000 | 285.15 | 294.0342 | 27.3 | 34.4 | 0 | 3896
0.05737 | 5 | 0.09437 | 17 | 0.9 | 156000 | 1582000 | 1733000 | 285.15 | 294.5438 | 27.3 | 34.4 | 0 | 4676
0.05737 | 5 | 0.09437 | 17 | 1 | 187000 | 1758000 | 1939000 | 285.15 | 295.0661 | 27.3 | 34.4 | 0 | 5611
0.05737 | 5 | 0.09437 | 17.5 | 0.15 | 35000 | 264000 | 298000 | 285.15 | 291.4045 | 27.3 | 34.4 | 0 | 1049
0.05737 | 5 | 0.09437 | 17.5 | 0.2 | 40000 | 352000 | 391000 | 285.15 | 291.6403 | 27.3 | 34.4 | 0 | 1206
0.05737 | 5 | 0.09437 | 17.5 | 0.3 | 52000 | 527000 | 578000 | 285.15 | 292.1146 | 27.3 | 34.4 | 0 | 1556
0.05737 | 5 | 0.09437 | 17.5 | 0.4 | 61000 | 703000 | 762000 | 285.15 | 292.5822 | 27.3 | 34.4 | 0 | 1822
0.05737 | 5 | 0.09437 | 17.5 | 0.5 | 74000 | 879000 | 951000 | 285.15 | 293.0611 | 27.3 | 34.4 | 0 | 2227
0.05737 | 5 | 0.09437 | 17.5 | 0.6 | 90000 | 1055000 | 1142000 | 285.15 | 293.5461 | 27.3 | 34.4 | 0 | 2707
0.05737 | 5 | 0.09437 | 17.5 | 0.7 | 110000 | 1231000 | 1338000 | 285.15 | 294.0413 | 27.3 | 34.4 | 0 | 3311
0.05737 | 5 | 0.09437 | 17.5 | 0.8 | 133000 | 1406000 | 1535000 | 285.15 | 294.5428 | 27.3 | 34.4 | 0 | 3992
0.05737 | 5 | 0.09437 | 17.5 | 0.9 | 160000 | 1582000 | 1737000 | 285.15 | 295.0537 | 27.3 | 34.4 | 0 | 4786
0.05737 | 5 | 0.09437 | 17.5 | 1 | 191000 | 1758000 | 1944000 | 285.15 | 295.5774 | 27.3 | 34.4 | 0 | 5738
0.05737 | 5 | 0.09437 | 18 | 0.15 | 36000 | 264000 | 299000 | 285.15 | 291.9077 | 27.3 | 34.4 | 0 | 1085
0.05737 | 5 | 0.09437 | 18 | 0.2 | 42000 | 352000 | 392000 | 285.15 | 292.1438 | 27.3 | 34.4 | 0 | 1247
0.05737 | 5 | 0.09437 | 18 | 0.3 | 54000 | 527000 | 580000 | 285.15 | 292.6204 | 27.3 | 34.4 | 0 | 1623
0.05737 | 5 | 0.09437 | 18 | 0.4 | 63000 | 703000 | 764000 | 285.15 | 293.0876 | 27.3 | 34.4 | 0 | 1884
0.05737 | 5 | 0.09437 | 18 | 0.5 | 77000 | 879000 | 953000 | 285.15 | 293.5676 | 27.3 | 34.4 | 0 | 2301
0.05737 | 5 | 0.09437 | 18 | 0.6 | 93000 | 1055000 | 1145000 | 285.15 | 294.0535 | 27.3 | 34.4 | 0 | 2790
0.05737 | 5 | 0.09437 | 18 | 0.7 | 113000 | 1231000 | 1341000 | 285.15 | 294.5495 | 27.3 | 34.4 | 0 | 3403
0.05737 | 5 | 0.09437 | 18 | 0.8 | 136000 | 1406000 | 1539000 | 285.15 | 295.0518 | 27.3 | 34.4 | 0 | 4092
0.05737 | 5 | 0.09437 | 18 | 0.9 | 163000 | 1582000 | 1740000 | 285.15 | 295.5634 | 27.3 | 34.4 | 0 | 4895
0.05737 | 5 | 0.09437 | 18 | 1 | 195000 | 1758000 | 1947000 | 285.15 | 296.088 | 27.3 | 34.4 | 0 | 5855
0.05737 | 5 | 0.09437 | 21 | 0.15 | 44000 | 264000 | 306000 | 285.15 | 294.9277 | 27.3 | 34.4 | 0 | 1319
0.05737 | 5 | 0.09437 | 21 | 0.2 | 51000 | 352000 | 401000 | 285.15 | 295.1676 | 27.3 | 34.4 | 0 | 1523
0.05737 | 5 | 0.09437 | 21 | 0.3 | 64000 | 527000 | 590000 | 285.15 | 295.6466 | 27.3 | 34.4 | 0 | 1922
0.05737 | 5 | 0.09437 | 21 | 0.4 | 76000 | 703000 | 777000 | 285.15 | 296.1228 | 27.3 | 34.4 | 0 | 2286
0.05737 | 5 | 0.09437 | 21 | 0.5 | 92000 | 879000 | 968000 | 285.15 | 296.6084 | 27.3 | 34.4 | 0 | 2765
0.05737 | 5 | 0.09437 | 21 | 0.6 | 110000 | 1055000 | 1162000 | 285.15 | 297.0994 | 27.3 | 34.4 | 0 | 3310
0.05737 | 5 | 0.09437 | 21 | 0.7 | 132000 | 1231000 | 1359000 | 285.15 | 297.6003 | 27.3 | 34.4 | 0 | 3975
0.05737 | 5 | 0.09437 | 21 | 0.8 | 157000 | 1406000 | 1559000 | 285.15 | 298.1079 | 27.3 | 34.4 | 0 | 4723
0.05737 | 5 | 0.09437 | 21 | 0.9 | 186000 | 1582000 | 1763000 | 285.15 | 298.6252 | 27.3 | 34.4 | 0 | 5588
0.05737 | 5 | 0.09437 | 21 | 1 | 218000 | 1758000 | 1970000 | 285.15 | 299.15 | 27.3 | 34.4 | 0 | 6543
0.05737 | 5 | 0.09437 | 24 | 0.15 | 52000 | 264000 | 315000 | 285.15 | 297.9495 | 27.3 | 34.4 | 0 | 1574
0.05737 | 5 | 0.09437 | 24 | 0.2 | 61000 | 352000 | 411000 | 285.15 | 298.1934 | 27.3 | 34.4 | 0 | 1824
0.05737 | 5 | 0.09437 | 24 | 0.3 | 77000 | 527000 | 602000 | 285.15 | 298.6795 | 27.3 | 34.4 | 0 | 2303
0.05737 | 5 | 0.09437 | 24 | 0.4 | 95000 | 703000 | 795000 | 285.15 | 299.1711 | 27.3 | 34.4 | 0 | 2849
0.05737 | 5 | 0.09437 | 24 | 0.5 | 110000 | 879000 | 985000 | 285.15 | 299.6539 | 27.3 | 34.4 | 0 | 3287
0.05737 | 5 | 0.09437 | 24 | 0.6 | 129000 | 1055000 | 1180000 | 285.15 | 300.1493 | 27.3 | 34.4 | 0 | 3879
0.05737 | 5 | 0.09437 | 24 | 0.7 | 153000 | 1231000 | 1379000 | 285.15 | 300.6544 | 27.3 | 34.4 | 0 | 4588
0.05737 | 5 | 0.09437 | 24 | 0.8 | 181000 | 1406000 | 1582000 | 285.15 | 301.1693 | 27.3 | 34.4 | 0 | 5418
0.05737 | 5 | 0.09437 | 24 | 0.9 | 210000 | 1582000 | 1786000 | 285.15 | 301.6897 | 27.3 | 34.4 | 0 | 6314
0.05737 | 5 | 0.09437 | 24 | 1 | 246000 | 1758000 | 1996000 | 285.15 | 302.2234 | 27.3 | 34.4 | 0 | 7372
0.05737 | 5 | 0.09437 | 27 | 0.15 | 61000 | 264000 | 323000 | 285.15 | 300.9722 | 27.3 | 34.4 | 0 | 1841
0.05737 | 5 | 0.09437 | 27 | 0.2 | 71000 | 352000 | 421000 | 285.15 | 301.2204 | 27.3 | 34.4 | 0 | 2140
0.05737 | 5 | 0.09437 | 27 | 0.3 | 90000 | 527000 | 615000 | 285.15 | 301.7143 | 27.3 | 34.4 | 0 | 2706
0.05737 | 5 | 0.09437 | 27 | 0.4 | 109000 | 703000 | 809000 | 285.15 | 302.2087 | 27.3 | 34.4 | 0 | 3279
0.05737 | 5 | 0.09437 | 27 | 0.5 | 131000 | 879000 | 1006000 | 285.15 | 302.7088 | 27.3 | 34.4 | 0 | 3922
0.05737 | 5 | 0.09437 | 27 | 0.6 | 150000 | 1055000 | 1201000 | 285.15 | 303.2042 | 27.3 | 34.4 | 0 | 4508
0.05737 | 5 | 0.09437 | 27 | 0.7 | 175000 | 1231000 | 1401000 | 285.15 | 303.7134 | 27.3 | 34.4 | 0 | 5261
0.05737 | 5 | 0.09437 | 27 | 0.8 | 204000 | 1406000 | 1605000 | 285.15 | 304.2321 | 27.3 | 34.4 | 0 | 6130
0.05737 | 5 | 0.09437 | 27 | 0.9 | 238000 | 1582000 | 1813000 | 285.15 | 304.763 | 27.3 | 34.4 | 0 | 7147
0.05737 | 5 | 0.09437 | 27 | 1 | 275000 | 1758000 | 2024000 | 285.15 | 305.3002 | 27.3 | 34.4 | 0 | 8242
0.05737 | 5 | 0.09437 | 30 | 0.15 | 71000 | 264000 | 333000 | 285.15 | 303.9981 | 27.3 | 34.4 | 0 | 2144
0.05737 | 5 | 0.09437 | 30 | 0.2 | 83000 | 352000 | 432000 | 285.15 | 304.2509 | 27.3 | 34.4 | 0 | 2496
0.05737 | 5 | 0.09437 | 30 | 0.3 | 105000 | 527000 | 630000 | 285.15 | 304.7532 | 27.3 | 34.4 | 0 | 3159
0.05737 | 5 | 0.09437 | 30 | 0.4 | 127000 | 703000 | 827000 | 285.15 | 305.2552 | 27.3 | 34.4 | 0 | 3819
0.05737 | 5 | 0.09437 | 30 | 0.5 | 153000 | 879000 | 1027000 | 285.15 | 305.7661 | 27.3 | 34.4 | 0 | 4586
0.05737 | 5 | 0.09437 | 30 | 0.6 | 174000 | 1055000 | 1223000 | 285.15 | 306.2654 | 27.3 | 34.4 | 0 | 5213
0.05737 | 5 | 0.09437 | 30 | 0.7 | 200000 | 1231000 | 1425000 | 285.15 | 306.778 | 27.3 | 34.4 | 0 | 6001
0.05737 | 5 | 0.09437 | 30 | 0.8 | 230000 | 1406000 | 1630000 | 285.15 | 307.3008 | 27.3 | 34.4 | 0 | 6913
0.05737 | 5 | 0.09437 | 30 | 0.9 | 267000 | 1582000 | 1841000 | 285.15 | 307.8381 | 27.3 | 34.4 | 0 | 8002
0.05737 | 5 | 0.09437 | 30 | 1 | 306000 | 1758000 | 2055000 | 285.15 | 308.3825 | 27.3 | 34.4 | 0 | 9177
0.05737 | 5 | 0.09644 | 10.5 | 0.15 | Null | Null | Null | Null | Null | Null | Null | Null | Null
0.05737 | 5 | 0.09644 | 10.5 | 0.2 | Null | Null | Null | Null | Null | Null | Null | Null | Null
0.05737 | 5 | 0.09644 | 10.5 | 0.3 | Null | Null | Null | Null | Null | Null | Null | Null | Null
0.05737 | 5 | 0.09644 | 10.5 | 0.4 | Null | Null | Null | Null | Null | Null | Null | Null | Null
0.05737 | 5 | 0.09644 | 10.5 | 0.5 | Null | Null | Null | Null | Null | Null | Null | Null | Null
0.05737 | 5 | 0.09644 | 10.5 | 0.6 | Null | Null | Null | Null | Null | Null | Null | Null | Null
0.05737 | 5 | 0.09644 | 10.5 | 0.7 | Null | Null | Null | Null | Null | Null | Null | Null | Null
0.05737 | 5 | 0.09644 | 10.5 | 0.8 | Null | Null | Null | Null | Null | Null | Null | Null | Null
0.05737 | 5 | 0.09644 | 10.5 | 0.9 | Null | Null | Null | Null | Null | Null | Null | Null | Null
0.05737 | 5 | 0.09644 | 10.5 | 1 | Null | Null | Null | Null | Null | Null | Null | Null | Null
0.05737 | 5 | 0.09644 | 11 | 0.15 | Null | Null | Null | Null | Null | Null | Null | Null | Null
0.05737 | 5 | 0.09644 | 11 | 0.2 | Null | Null | Null | Null | Null | Null | Null | Null | Null
0.05737 | 5 | 0.09644 | 11 | 0.3 | Null | Null | Null | Null | Null | Null | Null | Null | Null
0.05737 | 5 | 0.09644 | 11 | 0.4 | Null | Null | Null | Null | Null | Null | Null | Null | Null
0.05737 | 5 | 0.09644 | 11 | 0.5 | Null | Null | Null | Null | Null | Null | Null | Null | Null
0.05737 | 5 | 0.09644 | 11 | 0.6 | Null | Null | Null | Null | Null | Null | Null | Null | Null
0.05737 | 5 | 0.09644 | 11 | 0.7 | Null | Null | Null | Null | Null | Null | Null | Null | Null
0.05737 | 5 | 0.09644 | 11 | 0.8 | Null | Null | Null | Null | Null | Null | Null | Null | Null
0.05737 | 5 | 0.09644 | 11 | 0.9 | Null | Null | Null | Null | Null | Null | Null | Null | Null
0.05737 | 5 | 0.09644 | 11 | 1 | Null | Null | Null | Null | Null | Null | Null | Null | Null
0.05737 | 5 | 0.09644 | 11.5 | 0.15 | Null | Null | Null | Null | Null | Null | Null | Null | Null
0.05737 | 5 | 0.09644 | 11.5 | 0.2 | Null | Null | Null | Null | Null | Null | Null | Null | Null
0.05737 | 5 | 0.09644 | 11.5 | 0.3 | Null | Null | Null | Null | Null | Null | Null | Null | Null
0.05737 | 5 | 0.09644 | 11.5 | 0.4 | Null | Null | Null | Null | Null | Null | Null | Null | Null
0.05737 | 5 | 0.09644 | 11.5 | 0.5 | Null | Null | Null | Null | Null | Null | Null | Null | Null
0.05737 | 5 | 0.09644 | 11.5 | 0.6 | Null | Null | Null | Null | Null | Null | Null | Null | Null
0.05737 | 5 | 0.09644 | 11.5 | 0.7 | Null | Null | Null | Null | Null | Null | Null | Null | Null
0.05737 | 5 | 0.09644 | 11.5 | 0.8 | Null | Null | Null | Null | Null | Null | Null | Null | Null
0.05737 | 5 | 0.09644 | 11.5 | 0.9 | Null | Null | Null | Null | Null | Null | Null | Null | Null
0.05737 | 5 | 0.09644 | 11.5 | 1 | Null | Null | Null | Null | Null | Null | Null | Null | Null
0.05737 | 5 | 0.09644 | 12 | 0.15 | Null | Null | Null | Null | Null | Null | Null | Null | Null
0.05737 | 5 | 0.09644 | 12 | 0.2 | Null | Null | Null | Null | Null | Null | Null | Null | Null
0.05737 | 5 | 0.09644 | 12 | 0.3 | Null | Null | Null | Null | Null | Null | Null | Null | Null
0.05737 | 5 | 0.09644 | 12 | 0.4 | Null | Null | Null | Null | Null | Null | Null | Null | Null
0.05737 | 5 | 0.09644 | 12 | 0.5 | Null | Null | Null | Null | Null | Null | Null | Null | Null
0.05737 | 5 | 0.09644 | 12 | 0.6 | Null | Null | Null | Null | Null | Null | Null | Null | Null
0.05737 | 5 | 0.09644 | 12 | 0.7 | Null | Null | Null | Null | Null | Null | Null | Null | Null
0.05737 | 5 | 0.09644 | 12 | 0.8 | Null | Null | Null | Null | Null | Null | Null | Null | Null
0.05737 | 5 | 0.09644 | 12 | 0.9 | Null | Null | Null | Null | Null | Null | Null | Null | Null
0.05737 | 5 | 0.09644 | 12 | 1 | Null | Null | Null | Null | Null | Null | Null | Null | Null
0.05737 | 5 | 0.09644 | 12.5 | 0.15 | Null | Null | Null | Null | Null | Null | Null | Null | Null
0.05737 | 5 | 0.09644 | 12.5 | 0.2 | Null | Null | Null | Null | Null | Null | Null | Null | Null
0.05737 | 5 | 0.09644 | 12.5 | 0.3 | Null | Null | Null | Null | Null | Null | Null | Null | Null
0.05737 | 5 | 0.09644 | 12.5 | 0.4 | Null | Null | Null | Null | Null | Null | Null | Null | Null
0.05737 | 5 | 0.09644 | 12.5 | 0.5 | Null | Null | Null | Null | Null | Null | Null | Null | Null
0.05737 | 5 | 0.09644 | 12.5 | 0.6 | Null | Null | Null | Null | Null | Null | Null | Null | Null
0.05737 | 5 | 0.09644 | 12.5 | 0.7 | Null | Null | Null | Null | Null | Null | Null | Null | Null
0.05737 | 5 | 0.09644 | 12.5 | 0.8 | Null | Null | Null | Null | Null | Null | Null | Null | Null
0.05737 | 5 | 0.09644 | 12.5 | 0.9 | Null | Null | Null | Null | Null | Null | Null | Null | Null
0.05737 | 5 | 0.09644 | 12.5 | 1 | Null | Null | Null | Null | Null | Null | Null | Null | Null
0.05737 | 5 | 0.09644 | 13 | 0.15 | Null | Null | Null | Null | Null | Null | Null | Null | Null
0.05737 | 5 | 0.09644 | 13 | 0.2 | Null | Null | Null | Null | Null | Null | Null | Null | Null
0.05737 | 5 | 0.09644 | 13 | 0.3 | Null | Null | Null | Null | Null | Null | Null | Null | Null
0.05737 | 5 | 0.09644 | 13 | 0.4 | Null | Null | Null | Null | Null | Null | Null | Null | Null
0.05737 | 5 | 0.09644 | 13 | 0.5 | Null | Null | Null | Null | Null | Null | Null | Null | Null
0.05737 | 5 | 0.09644 | 13 | 0.6 | Null | Null | Null | Null | Null | Null | Null | Null | Null
0.05737 | 5 | 0.09644 | 13 | 0.7 | Null | Null | Null | Null | Null | Null | Null | Null | Null
0.05737 | 5 | 0.09644 | 13 | 0.8 | Null | Null | Null | Null | Null | Null | Null | Null | Null
0.05737 | 5 | 0.09644 | 13 | 0.9 | Null | Null | Null | Null | Null | Null | Null | Null | Null
0.05737 | 5 | 0.09644 | 13 | 1 | Null | Null | Null | Null | Null | Null | Null | Null | Null
0.05737 | 5 | 0.09644 | 13.5 | 0.15 | Null | Null | Null | Null | Null | Null | Null | Null | Null
0.05737 | 5 | 0.09644 | 13.5 | 0.2 | Null | Null | Null | Null | Null | Null | Null | Null | Null
0.05737 | 5 | 0.09644 | 13.5 | 0.3 | Null | Null | Null | Null | Null | Null | Null | Null | Null
0.05737 | 5 | 0.09644 | 13.5 | 0.4 | Null | Null | Null | Null | Null | Null | Null | Null | Null
0.05737 | 5 | 0.09644 | 13.5 | 0.5 | Null | Null | Null | Null | Null | Null | Null | Null | Null
0.05737 | 5 | 0.09644 | 13.5 | 0.6 | Null | Null | Null | Null | Null | Null | Null | Null | Null
0.05737 | 5 | 0.09644 | 13.5 | 0.7 | Null | Null | Null | Null | Null | Null | Null | Null | Null
0.05737 | 5 | 0.09644 | 13.5 | 0.8 | Null | Null | Null | Null | Null | Null | Null | Null | Null
0.05737 | 5 | 0.09644 | 13.5 | 0.9 | Null | Null | Null | Null | Null | Null | Null | Null | Null
0.05737 | 5 | 0.09644 | 13.5 | 1 | Null | Null | Null | Null | Null | Null | Null | Null | Null
0.05737 | 5 | 0.09644 | 14 | 0.15 | Null | Null | Null | Null | Null | Null | Null | Null | Null
0.05737 | 5 | 0.09644 | 14 | 0.2 | Null | Null | Null | Null | Null | Null | Null | Null | Null
0.05737 | 5 | 0.09644 | 14 | 0.3 | Null | Null | Null | Null | Null | Null | Null | Null | Null
0.05737 | 5 | 0.09644 | 14 | 0.4 | Null | Null | Null | Null | Null | Null | Null | Null | Null
0.05737 | 5 | 0.09644 | 14 | 0.5 | Null | Null | Null | Null | Null | Null | Null | Null | Null
0.05737 | 5 | 0.09644 | 14 | 0.6 | Null | Null | Null | Null | Null | Null | Null | Null | Null
0.05737 | 5 | 0.09644 | 14 | 0.7 | Null | Null | Null | Null | Null | Null | Null | Null | Null
0.05737 | 5 | 0.09644 | 14 | 0.8 | Null | Null | Null | Null | Null | Null | Null | Null | Null
0.05737 | 5 | 0.09644 | 14 | 0.9 | Null | Null | Null | Null | Null | Null | Null | Null | Null
0.05737 | 5 | 0.09644 | 14 | 1 | Null | Null | Null | Null | Null | Null | Null | Null | Null
0.05737 | 5 | 0.09644 | 14.5 | 0.15 | Null | Null | Null | Null | Null | Null | Null | Null | Null
0.05737 | 5 | 0.09644 | 14.5 | 0.2 | Null | Null | Null | Null | Null | Null | Null | Null | Null
0.05737 | 5 | 0.09644 | 14.5 | 0.3 | Null | Null | Null | Null | Null | Null | Null | Null | Null
0.05737 | 5 | 0.09644 | 14.5 | 0.4 | Null | Null | Null | Null | Null | Null | Null | Null | Null
0.05737 | 5 | 0.09644 | 14.5 | 0.5 | Null | Null | Null | Null | Null | Null | Null | Null | Null
0.05737 | 5 | 0.09644 | 14.5 | 0.6 | Null | Null | Null | Null | Null | Null | Null | Null | Null
0.05737 | 5 | 0.09644 | 14.5 | 0.7 | Null | Null | Null | Null | Null | Null | Null | Null | Null
0.05737 | 5 | 0.09644 | 14.5 | 0.8 | Null | Null | Null | Null | Null | Null | Null | Null | Null
0.05737 | 5 | 0.09644 | 14.5 | 0.9 | Null | Null | Null | Null | Null | Null | Null | Null | Null
0.05737 | 5 | 0.09644 | 14.5 | 1 | Null | Null | Null | Null | Null | Null | Null | Null | Null
0.05737 | 5 | 0.09644 | 15 | 0.15 | Null | Null | Null | Null | Null | Null | Null | Null | Null
0.05737 | 5 | 0.09644 | 15 | 0.2 | Null | Null | Null | Null | Null | Null | Null | Null | Null
0.05737 | 5 | 0.09644 | 15 | 0.3 | Null | Null | Null | Null | Null | Null | Null | Null | Null
0.05737 | 5 | 0.09644 | 15 | 0.4 | Null | Null | Null | Null | Null | Null | Null | Null | Null
0.05737 | 5 | 0.09644 | 15 | 0.5 | Null | Null | Null | Null | Null | Null | Null | Null | Null
0.05737 | 5 | 0.09644 | 15 | 0.6 | Null | Null | Null | Null | Null | Null | Null | Null | Null
0.05737 | 5 | 0.09644 | 15 | 0.7 | Null | Null | Null | Null | Null | Null | Null | Null | Null
0.05737 | 5 | 0.09644 | 15 | 0.8 | Null | Null | Null | Null | Null | Null | Null | Null | Null
0.05737 | 5 | 0.09644 | 15 | 0.9 | Null | Null | Null | Null | Null | Null | Null | Null | Null
0.05737 | 5 | 0.09644 | 15 | 1 | Null | Null | Null | Null | Null | Null | Null | Null | Null
0.05737 | 5 | 0.09644 | 15.5 | 0.15 | Null | Null | Null | Null | Null | Null | Null | Null | Null
0.05737 | 5 | 0.09644 | 15.5 | 0.2 | Null | Null | Null | Null | Null | Null | Null | Null | Null
0.05737 | 5 | 0.09644 | 15.5 | 0.3 | Null | Null | Null | Null | Null | Null | Null | Null | Null
0.05737 | 5 | 0.09644 | 15.5 | 0.4 | Null | Null | Null | Null | Null | Null | Null | Null | Null
0.05737 | 5 | 0.09644 | 15.5 | 0.5 | Null | Null | Null | Null | Null | Null | Null | Null | Null
0.05737 | 5 | 0.09644 | 15.5 | 0.6 | Null | Null | Null | Null | Null | Null | Null | Null | Null
0.05737 | 5 | 0.09644 | 15.5 | 0.7 | Null | Null | Null | Null | Null | Null | Null | Null | Null
0.05737 | 5 | 0.09644 | 15.5 | 0.8 | Null | Null | Null | Null | Null | Null | Null | Null | Null
0.05737 | 5 | 0.09644 | 15.5 | 0.9 | Null | Null | Null | Null | Null | Null | Null | Null | Null
0.05737 | 5 | 0.09644 | 15.5 | 1 | Null | Null | Null | Null | Null | Null | Null | Null | Null
0.05737 | 5 | 0.09644 | 16 | 0.15 | Null | Null | Null | Null | Null | Null | Null | Null | Null
0.05737 | 5 | 0.09644 | 16 | 0.2 | Null | Null | Null | Null | Null | Null | Null | Null | Null
0.05737 | 5 | 0.09644 | 16 | 0.3 | Null | Null | Null | Null | Null | Null | Null | Null | Null
0.05737 | 5 | 0.09644 | 16 | 0.4 | Null | Null | Null | Null | Null | Null | Null | Null | Null
0.05737 | 5 | 0.09644 | 16 | 0.5 | Null | Null | Null | Null | Null | Null | Null | Null | Null
0.05737 | 5 | 0.09644 | 16 | 0.6 | Null | Null | Null | Null | Null | Null | Null | Null | Null
0.05737 | 5 | 0.09644 | 16 | 0.7 | Null | Null | Null | Null | Null | Null | Null | Null | Null
0.05737 | 5 | 0.09644 | 16 | 0.8 | Null | Null | Null | Null | Null | Null | Null | Null | Null
0.05737 | 5 | 0.09644 | 16 | 0.9 | Null | Null | Null | Null | Null | Null | Null | Null | Null
0.05737 | 5 | 0.09644 | 16 | 1 | Null | Null | Null | Null | Null | Null | Null | Null | Null
0.05737 | 5 | 0.09644 | 16.5 | 0.15 | Null | Null | Null | Null | Null | Null | Null | Null | Null
0.05737 | 5 | 0.09644 | 16.5 | 0.2 | Null | Null | Null | Null | Null | Null | Null | Null | Null
0.05737 | 5 | 0.09644 | 16.5 | 0.3 | Null | Null | Null | Null | Null | Null | Null | Null | Null
0.05737 | 5 | 0.09644 | 16.5 | 0.4 | Null | Null | Null | Null | Null | Null | Null | Null | Null
0.05737 | 5 | 0.09644 | 16.5 | 0.5 | Null | Null | Null | Null | Null | Null | Null | Null | Null
0.05737 | 5 | 0.09644 | 16.5 | 0.6 | Null | Null | Null | Null | Null | Null | Null | Null | Null
0.05737 | 5 | 0.09644 | 16.5 | 0.7 | Null | Null | Null | Null | Null | Null | Null | Null | Null
0.05737 | 5 | 0.09644 | 16.5 | 0.8 | Null | Null | Null | Null | Null | Null | Null | Null | Null
0.05737 | 5 | 0.09644 | 16.5 | 0.9 | Null | Null | Null | Null | Null | Null | Null | Null | Null
0.05737 | 5 | 0.09644 | 16.5 | 1 | Null | Null | Null | Null | Null | Null | Null | Null | Null
0.05737 | 5 | 0.09644 | 17 | 0.15 | Null | Null | Null | Null | Null | Null | Null | Null | Null
0.05737 | 5 | 0.09644 | 17 | 0.2 | Null | Null | Null | Null | Null | Null | Null | Null | Null
0.05737 | 5 | 0.09644 | 17 | 0.3 | Null | Null | Null | Null | Null | Null | Null | Null | Null
0.05737 | 5 | 0.09644 | 17 | 0.4 | Null | Null | Null | Null | Null | Null | Null | Null | Null
0.05737 | 5 | 0.09644 | 17 | 0.5 | Null | Null | Null | Null | Null | Null | Null | Null | Null
0.05737 | 5 | 0.09644 | 17 | 0.6 | Null | Null | Null | Null | Null | Null | Null | Null | Null
0.05737 | 5 | 0.09644 | 17 | 0.7 | Null | Null | Null | Null | Null | Null | Null | Null | Null
0.05737 | 5 | 0.09644 | 17 | 0.8 | Null | Null | Null | Null | Null | Null | Null | Null | Null
0.05737 | 5 | 0.09644 | 17 | 0.9 | Null | Null | Null | Null | Null | Null | Null | Null | Null
0.05737 | 5 | 0.09644 | 17 | 1 | Null | Null | Null | Null | Null | Null | Null | Null | Null
0.05737 | 5 | 0.09644 | 17.5 | 0.15 | Null | Null | Null | Null | Null | Null | Null | Null | Null
0.05737 | 5 | 0.09644 | 17.5 | 0.2 | Null | Null | Null | Null | Null | Null | Null | Null | Null
0.05737 | 5 | 0.09644 | 17.5 | 0.3 | Null | Null | Null | Null | Null | Null | Null | Null | Null
0.05737 | 5 | 0.09644 | 17.5 | 0.4 | Null | Null | Null | Null | Null | Null | Null | Null | Null
0.05737 | 5 | 0.09644 | 17.5 | 0.5 | Null | Null | Null | Null | Null | Null | Null | Null | Null
0.05737 | 5 | 0.09644 | 17.5 | 0.6 | Null | Null | Null | Null | Null | Null | Null | Null | Null
0.05737 | 5 | 0.09644 | 17.5 | 0.7 | Null | Null | Null | Null | Null | Null | Null | Null | Null
0.05737 | 5 | 0.09644 | 17.5 | 0.8 | Null | Null | Null | Null | Null | Null | Null | Null | Null
0.05737 | 5 | 0.09644 | 17.5 | 0.9 | Null | Null | Null | Null | Null | Null | Null | Null | Null
0.05737 | 5 | 0.09644 | 17.5 | 1 | Null | Null | Null | Null | Null | Null | Null | Null | Null
0.05737 | 5 | 0.09644 | 18 | 0.15 | Null | Null | Null | Null | Null | Null | Null | Null | Null
0.05737 | 5 | 0.09644 | 18 | 0.2 | Null | Null | Null | Null | Null | Null | Null | Null | Null
0.05737 | 5 | 0.09644 | 18 | 0.3 | Null | Null | Null | Null | Null | Null | Null | Null | Null
0.05737 | 5 | 0.09644 | 18 | 0.4 | Null | Null | Null | Null | Null | Null | Null | Null | Null
0.05737 | 5 | 0.09644 | 18 | 0.5 | Null | Null | Null | Null | Null | Null | Null | Null | Null
0.05737 | 5 | 0.09644 | 18 | 0.6 | Null | Null | Null | Null | Null | Null | Null | Null | Null
0.05737 | 5 | 0.09644 | 18 | 0.7 | Null | Null | Null | Null | Null | Null | Null | Null | Null
0.05737 | 5 | 0.09644 | 18 | 0.8 | Null | Null | Null | Null | Null | Null | Null | Null | Null
0.05737 | 5 | 0.09644 | 18 | 0.9 | Null | Null | Null | Null | Null | Null | Null | Null | Null
0.05737 | 5 | 0.09644 | 18 | 1 | Null | Null | Null | Null | Null | Null | Null | Null | Null
0.05737 | 5 | 0.09644 | 21 | 0.15 | Null | Null | Null | Null | Null | Null | Null | Null | Null
0.05737 | 5 | 0.09644 | 21 | 0.2 | Null | Null | Null | Null | Null | Null | Null | Null | Null
0.05737 | 5 | 0.09644 | 21 | 0.3 | Null | Null | Null | Null | Null | Null | Null | Null | Null
0.05737 | 5 | 0.09644 | 21 | 0.4 | Null | Null | Null | Null | Null | Null | Null | Null | Null
0.05737 | 5 | 0.09644 | 21 | 0.5 | Null | Null | Null | Null | Null | Null | Null | Null | Null
0.05737 | 5 | 0.09644 | 21 | 0.6 | Null | Null | Null | Null | Null | Null | Null | Null | Null
0.05737 | 5 | 0.09644 | 21 | 0.7 | Null | Null | Null | Null | Null | Null | Null | Null | Null
0.05737 | 5 | 0.09644 | 21 | 0.8 | Null | Null | Null | Null | Null | Null | Null | Null | Null
0.05737 | 5 | 0.09644 | 21 | 0.9 | Null | Null | Null | Null | Null | Null | Null | Null | Null
0.05737 | 5 | 0.09644 | 21 | 1 | Null | Null | Null | Null | Null | Null | Null | Null | Null
0.05737 | 5 | 0.09644 | 24 | 0.15 | Null | Null | Null | Null | Null | Null | Null | Null | Null
0.05737 | 5 | 0.09644 | 24 | 0.2 | Null | Null | Null | Null | Null | Null | Null | Null | Null
0.05737 | 5 | 0.09644 | 24 | 0.3 | Null | Null | Null | Null | Null | Null | Null | Null | Null
0.05737 | 5 | 0.09644 | 24 | 0.4 | Null | Null | Null | Null | Null | Null | Null | Null | Null
0.05737 | 5 | 0.09644 | 24 | 0.5 | Null | Null | Null | Null | Null | Null | Null | Null | Null
0.05737 | 5 | 0.09644 | 24 | 0.6 | Null | Null | Null | Null | Null | Null | Null | Null | Null
0.05737 | 5 | 0.09644 | 24 | 0.7 | Null | Null | Null | Null | Null | Null | Null | Null | Null
0.05737 | 5 | 0.09644 | 24 | 0.8 | Null | Null | Null | Null | Null | Null | Null | Null | Null
0.05737 | 5 | 0.09644 | 24 | 0.9 | Null | Null | Null | Null | Null | Null | Null | Null | Null
0.05737 | 5 | 0.09644 | 24 | 1 | Null | Null | Null | Null | Null | Null | Null | Null | Null
0.05737 | 5 | 0.09644 | 27 | 0.15 | Null | Null | Null | Null | Null | Null | Null | Null | Null
0.05737 | 5 | 0.09644 | 27 | 0.2 | Null | Null | Null | Null | Null | Null | Null | Null | Null
0.05737 | 5 | 0.09644 | 27 | 0.3 | Null | Null | Null | Null | Null | Null | Null | Null | Null
0.05737 | 5 | 0.09644 | 27 | 0.4 | Null | Null | Null | Null | Null | Null | Null | Null | Null
0.05737 | 5 | 0.09644 | 27 | 0.5 | Null | Null | Null | Null | Null | Null | Null | Null | Null
0.05737 | 5 | 0.09644 | 27 | 0.6 | Null | Null | Null | Null | Null | Null | Null | Null | Null
0.05737 | 5 | 0.09644 | 27 | 0.7 | Null | Null | Null | Null | Null | Null | Null | Null | Null
0.05737 | 5 | 0.09644 | 27 | 0.8 | Null | Null | Null | Null | Null | Null | Null | Null | Null
0.05737 | 5 | 0.09644 | 27 | 0.9 | Null | Null | Null | Null | Null | Null | Null | Null | Null
0.05737 | 5 | 0.09644 | 27 | 1 | Null | Null | Null | Null | Null | Null | Null | Null | Null
0.05737 | 5 | 0.09644 | 30 | 0.15 | Null | Null | Null | Null | Null | Null | Null | Null | Null
0.05737 | 5 | 0.09644 | 30 | 0.2 | Null | Null | Null | Null | Null | Null | Null | Null | Null
0.05737 | 5 | 0.09644 | 30 | 0.3 | Null | Null | Null | Null | Null | Null | Null | Null | Null
0.05737 | 5 | 0.09644 | 30 | 0.4 | Null | Null | Null | Null | Null | Null | Null | Null | Null
0.05737 | 5 | 0.09644 | 30 | 0.5 | Null | Null | Null | Null | Null | Null | Null | Null | Null
0.05737 | 5 | 0.09644 | 30 | 0.6 | Null | Null | Null | Null | Null | Null | Null | Null | Null
0.05737 | 5 | 0.09644 | 30 | 0.7 | Null | Null | Null | Null | Null | Null | Null | Null | Null
0.05737 | 5 | 0.09644 | 30 | 0.8 | Null | Null | Null | Null | Null | Null | Null | Null | Null
0.05737 | 5 | 0.09644 | 30 | 0.9 | Null | Null | Null | Null | Null | Null | Null | Null | Null
0.05737 | 5 | 0.09644 | 30 | 1 | Null | Null | Null | Null | Null | Null | Null | Null | Null
0.05737 | 5 | 0.09737 | 10.5 | 0.15 | Null | Null | Null | Null | Null | Null | Null | Null | Null
0.05737 | 5 | 0.09737 | 10.5 | 0.2 | Null | Null | Null | Null | Null | Null | Null | Null | Null
0.05737 | 5 | 0.09737 | 10.5 | 0.3 | Null | Null | Null | Null | Null | Null | Null | Null | Null
0.05737 | 5 | 0.09737 | 10.5 | 0.4 | Null | Null | Null | Null | Null | Null | Null | Null | Null
0.05737 | 5 | 0.09737 | 10.5 | 0.5 | Null | Null | Null | Null | Null | Null | Null | Null | Null
0.05737 | 5 | 0.09737 | 10.5 | 0.6 | Null | Null | Null | Null | Null | Null | Null | Null | Null
0.05737 | 5 | 0.09737 | 10.5 | 0.7 | Null | Null | Null | Null | Null | Null | Null | Null | Null
0.05737 | 5 | 0.09737 | 10.5 | 0.8 | Null | Null | Null | Null | Null | Null | Null | Null | Null
0.05737 | 5 | 0.09737 | 10.5 | 0.9 | Null | Null | Null | Null | Null | Null | Null | Null | Null
0.05737 | 5 | 0.09737 | 10.5 | 1 | Null | Null | Null | Null | Null | Null | Null | Null | Null
0.05737 | 5 | 0.09737 | 11 | 0.15 | Null | Null | Null | Null | Null | Null | Null | Null | Null
0.05737 | 5 | 0.09737 | 11 | 0.2 | Null | Null | Null | Null | Null | Null | Null | Null | Null
0.05737 | 5 | 0.09737 | 11 | 0.3 | Null | Null | Null | Null | Null | Null | Null | Null | Null
0.05737 | 5 | 0.09737 | 11 | 0.4 | Null | Null | Null | Null | Null | Null | Null | Null | Null
0.05737 | 5 | 0.09737 | 11 | 0.5 | Null | Null | Null | Null | Null | Null | Null | Null | Null
0.05737 | 5 | 0.09737 | 11 | 0.6 | Null | Null | Null | Null | Null | Null | Null | Null | Null
0.05737 | 5 | 0.09737 | 11 | 0.7 | Null | Null | Null | Null | Null | Null | Null | Null | Null
0.05737 | 5 | 0.09737 | 11 | 0.8 | Null | Null | Null | Null | Null | Null | Null | Null | Null
0.05737 | 5 | 0.09737 | 11 | 0.9 | Null | Null | Null | Null | Null | Null | Null | Null | Null
0.05737 | 5 | 0.09737 | 11 | 1 | Null | Null | Null | Null | Null | Null | Null | Null | Null
0.05737 | 5 | 0.09737 | 11.5 | 0.15 | Null | Null | Null | Null | Null | Null | Null | Null | Null
0.05737 | 5 | 0.09737 | 11.5 | 0.2 | Null | Null | Null | Null | Null | Null | Null | Null | Null
0.05737 | 5 | 0.09737 | 11.5 | 0.3 | Null | Null | Null | Null | Null | Null | Null | Null | Null
0.05737 | 5 | 0.09737 | 11.5 | 0.4 | Null | Null | Null | Null | Null | Null | Null | Null | Null
0.05737 | 5 | 0.09737 | 11.5 | 0.5 | Null | Null | Null | Null | Null | Null | Null | Null | Null
0.05737 | 5 | 0.09737 | 11.5 | 0.6 | Null | Null | Null | Null | Null | Null | Null | Null | Null
0.05737 | 5 | 0.09737 | 11.5 | 0.7 | Null | Null | Null | Null | Null | Null | Null | Null | Null
0.05737 | 5 | 0.09737 | 11.5 | 0.8 | Null | Null | Null | Null | Null | Null | Null | Null | Null
0.05737 | 5 | 0.09737 | 11.5 | 0.9 | Null | Null | Null | Null | Null | Null | Null | Null | Null
0.05737 | 5 | 0.09737 | 11.5 | 1 | Null | Null | Null | Null | Null | Null | Null | Null | Null
0.05737 | 5 | 0.09737 | 12 | 0.15 | Null | Null | Null | Null | Null | Null | Null | Null | Null
0.05737 | 5 | 0.09737 | 12 | 0.2 | Null | Null | Null | Null | Null | Null | Null | Null | Null
0.05737 | 5 | 0.09737 | 12 | 0.3 | Null | Null | Null | Null | Null | Null | Null | Null | Null
0.05737 | 5 | 0.09737 | 12 | 0.4 | Null | Null | Null | Null | Null | Null | Null | Null | Null
0.05737 | 5 | 0.09737 | 12 | 0.5 | Null | Null | Null | Null | Null | Null | Null | Null | Null
0.05737 | 5 | 0.09737 | 12 | 0.6 | Null | Null | Null | Null | Null | Null | Null | Null | Null
0.05737 | 5 | 0.09737 | 12 | 0.7 | Null | Null | Null | Null | Null | Null | Null | Null | Null
0.05737 | 5 | 0.09737 | 12 | 0.8 | Null | Null | Null | Null | Null | Null | Null | Null | Null
0.05737 | 5 | 0.09737 | 12 | 0.9 | Null | Null | Null | Null | Null | Null | Null | Null | Null
0.05737 | 5 | 0.09737 | 12 | 1 | Null | Null | Null | Null | Null | Null | Null | Null | Null
0.05737 | 5 | 0.09737 | 12.5 | 0.15 | Null | Null | Null | Null | Null | Null | Null | Null | Null
0.05737 | 5 | 0.09737 | 12.5 | 0.2 | Null | Null | Null | Null | Null | Null | Null | Null | Null
0.05737 | 5 | 0.09737 | 12.5 | 0.3 | Null | Null | Null | Null | Null | Null | Null | Null | Null
0.05737 | 5 | 0.09737 | 12.5 | 0.4 | Null | Null | Null | Null | Null | Null | Null | Null | Null
0.05737 | 5 | 0.09737 | 12.5 | 0.5 | Null | Null | Null | Null | Null | Null | Null | Null | Null
0.05737 | 5 | 0.09737 | 12.5 | 0.6 | Null | Null | Null | Null | Null | Null | Null | Null | Null
0.05737 | 5 | 0.09737 | 12.5 | 0.7 | Null | Null | Null | Null | Null | Null | Null | Null | Null
0.05737 | 5 | 0.09737 | 12.5 | 0.8 | Null | Null | Null | Null | Null | Null | Null | Null | Null
0.05737 | 5 | 0.09737 | 12.5 | 0.9 | Null | Null | Null | Null | Null | Null | Null | Null | Null
0.05737 | 5 | 0.09737 | 12.5 | 1 | Null | Null | Null | Null | Null | Null | Null | Null | Null
0.05737 | 5 | 0.09737 | 13 | 0.15 | Null | Null | Null | Null | Null | Null | Null | Null | Null
0.05737 | 5 | 0.09737 | 13 | 0.2 | Null | Null | Null | Null | Null | Null | Null | Null | Null
0.05737 | 5 | 0.09737 | 13 | 0.3 | Null | Null | Null | Null | Null | Null | Null | Null | Null
0.05737 | 5 | 0.09737 | 13 | 0.4 | Null | Null | Null | Null | Null | Null | Null | Null | Null
0.05737 | 5 | 0.09737 | 13 | 0.5 | Null | Null | Null | Null | Null | Null | Null | Null | Null
0.05737 | 5 | 0.09737 | 13 | 0.6 | Null | Null | Null | Null | Null | Null | Null | Null | Null
0.05737 | 5 | 0.09737 | 13 | 0.7 | Null | Null | Null | Null | Null | Null | Null | Null | Null
0.05737 | 5 | 0.09737 | 13 | 0.8 | Null | Null | Null | Null | Null | Null | Null | Null | Null
0.05737 | 5 | 0.09737 | 13 | 0.9 | Null | Null | Null | Null | Null | Null | Null | Null | Null
0.05737 | 5 | 0.09737 | 13 | 1 | Null | Null | Null | Null | Null | Null | Null | Null | Null
0.05737 | 5 | 0.09737 | 13.5 | 0.15 | Null | Null | Null | Null | Null | Null | Null | Null | Null
0.05737 | 5 | 0.09737 | 13.5 | 0.2 | Null | Null | Null | Null | Null | Null | Null | Null | Null
0.05737 | 5 | 0.09737 | 13.5 | 0.3 | Null | Null | Null | Null | Null | Null | Null | Null | Null
0.05737 | 5 | 0.09737 | 13.5 | 0.4 | Null | Null | Null | Null | Null | Null | Null | Null | Null
0.05737 | 5 | 0.09737 | 13.5 | 0.5 | Null | Null | Null | Null | Null | Null | Null | Null | Null
0.05737 | 5 | 0.09737 | 13.5 | 0.6 | Null | Null | Null | Null | Null | Null | Null | Null | Null
0.05737 | 5 | 0.09737 | 13.5 | 0.7 | Null | Null | Null | Null | Null | Null | Null | Null | Null
0.05737 | 5 | 0.09737 | 13.5 | 0.8 | Null | Null | Null | Null | Null | Null | Null | Null | Null
0.05737 | 5 | 0.09737 | 13.5 | 0.9 | Null | Null | Null | Null | Null | Null | Null | Null | Null
0.05737 | 5 | 0.09737 | 13.5 | 1 | Null | Null | Null | Null | Null | Null | Null | Null | Null
0.05737 | 5 | 0.09737 | 14 | 0.15 | Null | Null | Null | Null | Null | Null | Null | Null | Null
0.05737 | 5 | 0.09737 | 14 | 0.2 | Null | Null | Null | Null | Null | Null | Null | Null | Null
0.05737 | 5 | 0.09737 | 14 | 0.3 | Null | Null | Null | Null | Null | Null | Null | Null | Null
0.05737 | 5 | 0.09737 | 14 | 0.4 | Null | Null | Null | Null | Null | Null | Null | Null | Null
0.05737 | 5 | 0.09737 | 14 | 0.5 | Null | Null | Null | Null | Null | Null | Null | Null | Null
0.05737 | 5 | 0.09737 | 14 | 0.6 | Null | Null | Null | Null | Null | Null | Null | Null | Null
0.05737 | 5 | 0.09737 | 14 | 0.7 | Null | Null | Null | Null | Null | Null | Null | Null | Null
0.05737 | 5 | 0.09737 | 14 | 0.8 | Null | Null | Null | Null | Null | Null | Null | Null | Null
0.05737 | 5 | 0.09737 | 14 | 0.9 | Null | Null | Null | Null | Null | Null | Null | Null | Null
0.05737 | 5 | 0.09737 | 14 | 1 | Null | Null | Null | Null | Null | Null | Null | Null | Null
0.05737 | 5 | 0.09737 | 14.5 | 0.15 | Null | Null | Null | Null | Null | Null | Null | Null | Null
0.05737 | 5 | 0.09737 | 14.5 | 0.2 | Null | Null | Null | Null | Null | Null | Null | Null | Null
0.05737 | 5 | 0.09737 | 14.5 | 0.3 | Null | Null | Null | Null | Null | Null | Null | Null | Null
0.05737 | 5 | 0.09737 | 14.5 | 0.4 | Null | Null | Null | Null | Null | Null | Null | Null | Null
0.05737 | 5 | 0.09737 | 14.5 | 0.5 | Null | Null | Null | Null | Null | Null | Null | Null | Null
0.05737 | 5 | 0.09737 | 14.5 | 0.6 | Null | Null | Null | Null | Null | Null | Null | Null | Null
0.05737 | 5 | 0.09737 | 14.5 | 0.7 | Null | Null | Null | Null | Null | Null | Null | Null | Null
0.05737 | 5 | 0.09737 | 14.5 | 0.8 | Null | Null | Null | Null | Null | Null | Null | Null | Null
0.05737 | 5 | 0.09737 | 14.5 | 0.9 | Null | Null | Null | Null | Null | Null | Null | Null | Null
0.05737 | 5 | 0.09737 | 14.5 | 1 | Null | Null | Null | Null | Null | Null | Null | Null | Null
0.05737 | 5 | 0.09737 | 15 | 0.15 | Null | Null | Null | Null | Null | Null | Null | Null | Null
0.05737 | 5 | 0.09737 | 15 | 0.2 | Null | Null | Null | Null | Null | Null | Null | Null | Null
0.05737 | 5 | 0.09737 | 15 | 0.3 | Null | Null | Null | Null | Null | Null | Null | Null | Null
0.05737 | 5 | 0.09737 | 15 | 0.4 | Null | Null | Null | Null | Null | Null | Null | Null | Null
0.05737 | 5 | 0.09737 | 15 | 0.5 | Null | Null | Null | Null | Null | Null | Null | Null | Null
0.05737 | 5 | 0.09737 | 15 | 0.6 | Null | Null | Null | Null | Null | Null | Null | Null | Null
0.05737 | 5 | 0.09737 | 15 | 0.7 | Null | Null | Null | Null | Null | Null | Null | Null | Null
0.05737 | 5 | 0.09737 | 15 | 0.8 | Null | Null | Null | Null | Null | Null | Null | Null | Null
0.05737 | 5 | 0.09737 | 15 | 0.9 | Null | Null | Null | Null | Null | Null | Null | Null | Null
0.05737 | 5 | 0.09737 | 15 | 1 | Null | Null | Null | Null | Null | Null | Null | Null | Null
0.05737 | 5 | 0.09737 | 15.5 | 0.15 | Null | Null | Null | Null | Null | Null | Null | Null | Null
0.05737 | 5 | 0.09737 | 15.5 | 0.2 | Null | Null | Null | Null | Null | Null | Null | Null | Null
0.05737 | 5 | 0.09737 | 15.5 | 0.3 | Null | Null | Null | Null | Null | Null | Null | Null | Null
0.05737 | 5 | 0.09737 | 15.5 | 0.4 | Null | Null | Null | Null | Null | Null | Null | Null | Null
0.05737 | 5 | 0.09737 | 15.5 | 0.5 | Null | Null | Null | Null | Null | Null | Null | Null | Null
0.05737 | 5 | 0.09737 | 15.5 | 0.6 | Null | Null | Null | Null | Null | Null | Null | Null | Null
0.05737 | 5 | 0.09737 | 15.5 | 0.7 | Null | Null | Null | Null | Null | Null | Null | Null | Null
0.05737 | 5 | 0.09737 | 15.5 | 0.8 | Null | Null | Null | Null | Null | Null | Null | Null | Null
0.05737 | 5 | 0.09737 | 15.5 | 0.9 | Null | Null | Null | Null | Null | Null | Null | Null | Null
0.05737 | 5 | 0.09737 | 15.5 | 1 | Null | Null | Null | Null | Null | Null | Null | Null | Null
0.05737 | 5 | 0.09737 | 16 | 0.15 | Null | Null | Null | Null | Null | Null | Null | Null | Null
0.05737 | 5 | 0.09737 | 16 | 0.2 | Null | Null | Null | Null | Null | Null | Null | Null | Null
0.05737 | 5 | 0.09737 | 16 | 0.3 | Null | Null | Null | Null | Null | Null | Null | Null | Null
0.05737 | 5 | 0.09737 | 16 | 0.4 | Null | Null | Null | Null | Null | Null | Null | Null | Null
0.05737 | 5 | 0.09737 | 16 | 0.5 | Null | Null | Null | Null | Null | Null | Null | Null | Null
0.05737 | 5 | 0.09737 | 16 | 0.6 | Null | Null | Null | Null | Null | Null | Null | Null | Null
0.05737 | 5 | 0.09737 | 16 | 0.7 | Null | Null | Null | Null | Null | Null | Null | Null | Null
0.05737 | 5 | 0.09737 | 16 | 0.8 | Null | Null | Null | Null | Null | Null | Null | Null | Null
0.05737 | 5 | 0.09737 | 16 | 0.9 | Null | Null | Null | Null | Null | Null | Null | Null | Null
0.05737 | 5 | 0.09737 | 16 | 1 | Null | Null | Null | Null | Null | Null | Null | Null | Null
0.05737 | 5 | 0.09737 | 16.5 | 0.15 | Null | Null | Null | Null | Null | Null | Null | Null | Null
0.05737 | 5 | 0.09737 | 16.5 | 0.2 | Null | Null | Null | Null | Null | Null | Null | Null | Null
0.05737 | 5 | 0.09737 | 16.5 | 0.3 | Null | Null | Null | Null | Null | Null | Null | Null | Null
0.05737 | 5 | 0.09737 | 16.5 | 0.4 | Null | Null | Null | Null | Null | Null | Null | Null | Null
0.05737 | 5 | 0.09737 | 16.5 | 0.5 | Null | Null | Null | Null | Null | Null | Null | Null | Null
0.05737 | 5 | 0.09737 | 16.5 | 0.6 | Null | Null | Null | Null | Null | Null | Null | Null | Null
0.05737 | 5 | 0.09737 | 16.5 | 0.7 | Null | Null | Null | Null | Null | Null | Null | Null | Null
0.05737 | 5 | 0.09737 | 16.5 | 0.8 | Null | Null | Null | Null | Null | Null | Null | Null | Null
0.05737 | 5 | 0.09737 | 16.5 | 0.9 | Null | Null | Null | Null | Null | Null | Null | Null | Null
0.05737 | 5 | 0.09737 | 16.5 | 1 | Null | Null | Null | Null | Null | Null | Null | Null | Null
0.05737 | 5 | 0.09737 | 17 | 0.15 | Null | Null | Null | Null | Null | Null | Null | Null | Null
0.05737 | 5 | 0.09737 | 17 | 0.2 | Null | Null | Null | Null | Null | Null | Null | Null | Null
0.05737 | 5 | 0.09737 | 17 | 0.3 | Null | Null | Null | Null | Null | Null | Null | Null | Null
0.05737 | 5 | 0.09737 | 17 | 0.4 | Null | Null | Null | Null | Null | Null | Null | Null | Null
0.05737 | 5 | 0.09737 | 17 | 0.5 | Null | Null | Null | Null | Null | Null | Null | Null | Null
0.05737 | 5 | 0.09737 | 17 | 0.6 | Null | Null | Null | Null | Null | Null | Null | Null | Null
0.05737 | 5 | 0.09737 | 17 | 0.7 | Null | Null | Null | Null | Null | Null | Null | Null | Null
0.05737 | 5 | 0.09737 | 17 | 0.8 | Null | Null | Null | Null | Null | Null | Null | Null | Null
0.05737 | 5 | 0.09737 | 17 | 0.9 | Null | Null | Null | Null | Null | Null | Null | Null | Null
0.05737 | 5 | 0.09737 | 17 | 1 | Null | Null | Null | Null | Null | Null | Null | Null | Null
0.05737 | 5 | 0.09737 | 17.5 | 0.15 | Null | Null | Null | Null | Null | Null | Null | Null | Null
0.05737 | 5 | 0.09737 | 17.5 | 0.2 | Null | Null | Null | Null | Null | Null | Null | Null | Null
0.05737 | 5 | 0.09737 | 17.5 | 0.3 | Null | Null | Null | Null | Null | Null | Null | Null | Null
0.05737 | 5 | 0.09737 | 17.5 | 0.4 | Null | Null | Null | Null | Null | Null | Null | Null | Null
0.05737 | 5 | 0.09737 | 17.5 | 0.5 | Null | Null | Null | Null | Null | Null | Null | Null | Null
0.05737 | 5 | 0.09737 | 17.5 | 0.6 | Null | Null | Null | Null | Null | Null | Null | Null | Null
0.05737 | 5 | 0.09737 | 17.5 | 0.7 | Null | Null | Null | Null | Null | Null | Null | Null | Null
0.05737 | 5 | 0.09737 | 17.5 | 0.8 | Null | Null | Null | Null | Null | Null | Null | Null | Null
0.05737 | 5 | 0.09737 | 17.5 | 0.9 | Null | Null | Null | Null | Null | Null | Null | Null | Null
0.05737 | 5 | 0.09737 | 17.5 | 1 | Null | Null | Null | Null | Null | Null | Null | Null | Null
0.05737 | 5 | 0.09737 | 18 | 0.15 | Null | Null | Null | Null | Null | Null | Null | Null | Null
0.05737 | 5 | 0.09737 | 18 | 0.2 | Null | Null | Null | Null | Null | Null | Null | Null | Null
0.05737 | 5 | 0.09737 | 18 | 0.3 | Null | Null | Null | Null | Null | Null | Null | Null | Null
0.05737 | 5 | 0.09737 | 18 | 0.4 | Null | Null | Null | Null | Null | Null | Null | Null | Null
0.05737 | 5 | 0.09737 | 18 | 0.5 | Null | Null | Null | Null | Null | Null | Null | Null | Null
0.05737 | 5 | 0.09737 | 18 | 0.6 | Null | Null | Null | Null | Null | Null | Null | Null | Null
0.05737 | 5 | 0.09737 | 18 | 0.7 | Null | Null | Null | Null | Null | Null | Null | Null | Null
0.05737 | 5 | 0.09737 | 18 | 0.8 | Null | Null | Null | Null | Null | Null | Null | Null | Null
0.05737 | 5 | 0.09737 | 18 | 0.9 | Null | Null | Null | Null | Null | Null | Null | Null | Null
0.05737 | 5 | 0.09737 | 18 | 1 | Null | Null | Null | Null | Null | Null | Null | Null | Null
0.05737 | 5 | 0.09737 | 21 | 0.15 | Null | Null | Null | Null | Null | Null | Null | Null | Null
0.05737 | 5 | 0.09737 | 21 | 0.2 | Null | Null | Null | Null | Null | Null | Null | Null | Null
0.05737 | 5 | 0.09737 | 21 | 0.3 | Null | Null | Null | Null | Null | Null | Null | Null | Null
0.05737 | 5 | 0.09737 | 21 | 0.4 | Null | Null | Null | Null | Null | Null | Null | Null | Null
0.05737 | 5 | 0.09737 | 21 | 0.5 | Null | Null | Null | Null | Null | Null | Null | Null | Null
0.05737 | 5 | 0.09737 | 21 | 0.6 | Null | Null | Null | Null | Null | Null | Null | Null | Null
0.05737 | 5 | 0.09737 | 21 | 0.7 | Null | Null | Null | Null | Null | Null | Null | Null | Null
0.05737 | 5 | 0.09737 | 21 | 0.8 | Null | Null | Null | Null | Null | Null | Null | Null | Null
0.05737 | 5 | 0.09737 | 21 | 0.9 | Null | Null | Null | Null | Null | Null | Null | Null | Null
0.05737 | 5 | 0.09737 | 21 | 1 | Null | Null | Null | Null | Null | Null | Null | Null | Null
0.05737 | 5 | 0.09737 | 24 | 0.15 | Null | Null | Null | Null | Null | Null | Null | Null | Null
0.05737 | 5 | 0.09737 | 24 | 0.2 | Null | Null | Null | Null | Null | Null | Null | Null | Null
0.05737 | 5 | 0.09737 | 24 | 0.3 | Null | Null | Null | Null | Null | Null | Null | Null | Null
0.05737 | 5 | 0.09737 | 24 | 0.4 | Null | Null | Null | Null | Null | Null | Null | Null | Null
0.05737 | 5 | 0.09737 | 24 | 0.5 | Null | Null | Null | Null | Null | Null | Null | Null | Null
0.05737 | 5 | 0.09737 | 24 | 0.6 | Null | Null | Null | Null | Null | Null | Null | Null | Null
0.05737 | 5 | 0.09737 | 24 | 0.7 | Null | Null | Null | Null | Null | Null | Null | Null | Null
0.05737 | 5 | 0.09737 | 24 | 0.8 | Null | Null | Null | Null | Null | Null | Null | Null | Null
0.05737 | 5 | 0.09737 | 24 | 0.9 | Null | Null | Null | Null | Null | Null | Null | Null | Null
0.05737 | 5 | 0.09737 | 24 | 1 | Null | Null | Null | Null | Null | Null | Null | Null | Null
0.05737 | 5 | 0.09737 | 27 | 0.15 | Null | Null | Null | Null | Null | Null | Null | Null | Null
0.05737 | 5 | 0.09737 | 27 | 0.2 | Null | Null | Null | Null | Null | Null | Null | Null | Null
0.05737 | 5 | 0.09737 | 27 | 0.3 | Null | Null | Null | Null | Null | Null | Null | Null | Null
0.05737 | 5 | 0.09737 | 27 | 0.4 | Null | Null | Null | Null | Null | Null | Null | Null | Null
0.05737 | 5 | 0.09737 | 27 | 0.5 | Null | Null | Null | Null | Null | Null | Null | Null | Null
0.05737 | 5 | 0.09737 | 27 | 0.6 | Null | Null | Null | Null | Null | Null | Null | Null | Null
0.05737 | 5 | 0.09737 | 27 | 0.7 | Null | Null | Null | Null | Null | Null | Null | Null | Null
0.05737 | 5 | 0.09737 | 27 | 0.8 | Null | Null | Null | Null | Null | Null | Null | Null | Null
0.05737 | 5 | 0.09737 | 27 | 0.9 | Null | Null | Null | Null | Null | Null | Null | Null | Null
0.05737 | 5 | 0.09737 | 27 | 1 | Null | Null | Null | Null | Null | Null | Null | Null | Null
0.05737 | 5 | 0.09737 | 30 | 0.15 | Null | Null | Null | Null | Null | Null | Null | Null | Null
0.05737 | 5 | 0.09737 | 30 | 0.2 | Null | Null | Null | Null | Null | Null | Null | Null | Null
0.05737 | 5 | 0.09737 | 30 | 0.3 | Null | Null | Null | Null | Null | Null | Null | Null | Null
0.05737 | 5 | 0.09737 | 30 | 0.4 | Null | Null | Null | Null | Null | Null | Null | Null | Null
0.05737 | 5 | 0.09737 | 30 | 0.5 | Null | Null | Null | Null | Null | Null | Null | Null | Null
0.05737 | 5 | 0.09737 | 30 | 0.6 | Null | Null | Null | Null | Null | Null | Null | Null | Null
0.05737 | 5 | 0.09737 | 30 | 0.7 | Null | Null | Null | Null | Null | Null | Null | Null | Null
0.05737 | 5 | 0.09737 | 30 | 0.8 | Null | Null | Null | Null | Null | Null | Null | Null | Null
0.05737 | 5 | 0.09737 | 30 | 0.9 | Null | Null | Null | Null | Null | Null | Null | Null | Null
0.05737 | 5 | 0.09737 | 30 | 1 | Null | Null | Null | Null | Null | Null | Null | Null | Null
0.05737 | 5 | 0.115 | 10.5 | 0.15 | Null | Null | Null | Null | Null | Null | Null | Null | Null
0.05737 | 5 | 0.115 | 10.5 | 0.2 | Null | Null | Null | Null | Null | Null | Null | Null | Null
0.05737 | 5 | 0.115 | 10.5 | 0.3 | Null | Null | Null | Null | Null | Null | Null | Null | Null
0.05737 | 5 | 0.115 | 10.5 | 0.4 | Null | Null | Null | Null | Null | Null | Null | Null | Null
0.05737 | 5 | 0.115 | 10.5 | 0.5 | Null | Null | Null | Null | Null | Null | Null | Null | Null
0.05737 | 5 | 0.115 | 10.5 | 0.6 | Null | Null | Null | Null | Null | Null | Null | Null | Null
0.05737 | 5 | 0.115 | 10.5 | 0.7 | Null | Null | Null | Null | Null | Null | Null | Null | Null
0.05737 | 5 | 0.115 | 10.5 | 0.8 | Null | Null | Null | Null | Null | Null | Null | Null | Null
0.05737 | 5 | 0.115 | 10.5 | 0.9 | Null | Null | Null | Null | Null | Null | Null | Null | Null
0.05737 | 5 | 0.115 | 10.5 | 1 | Null | Null | Null | Null | Null | Null | Null | Null | Null
0.05737 | 5 | 0.115 | 11 | 0.15 | Null | Null | Null | Null | Null | Null | Null | Null | Null
0.05737 | 5 | 0.115 | 11 | 0.2 | Null | Null | Null | Null | Null | Null | Null | Null | Null
0.05737 | 5 | 0.115 | 11 | 0.3 | Null | Null | Null | Null | Null | Null | Null | Null | Null
0.05737 | 5 | 0.115 | 11 | 0.4 | Null | Null | Null | Null | Null | Null | Null | Null | Null
0.05737 | 5 | 0.115 | 11 | 0.5 | Null | Null | Null | Null | Null | Null | Null | Null | Null
0.05737 | 5 | 0.115 | 11 | 0.6 | Null | Null | Null | Null | Null | Null | Null | Null | Null
0.05737 | 5 | 0.115 | 11 | 0.7 | Null | Null | Null | Null | Null | Null | Null | Null | Null
0.05737 | 5 | 0.115 | 11 | 0.8 | Null | Null | Null | Null | Null | Null | Null | Null | Null
0.05737 | 5 | 0.115 | 11 | 0.9 | Null | Null | Null | Null | Null | Null | Null | Null | Null
0.05737 | 5 | 0.115 | 11 | 1 | Null | Null | Null | Null | Null | Null | Null | Null | Null
0.05737 | 5 | 0.115 | 11.5 | 0.15 | Null | Null | Null | Null | Null | Null | Null | Null | Null
0.05737 | 5 | 0.115 | 11.5 | 0.2 | Null | Null | Null | Null | Null | Null | Null | Null | Null
0.05737 | 5 | 0.115 | 11.5 | 0.3 | Null | Null | Null | Null | Null | Null | Null | Null | Null
0.05737 | 5 | 0.115 | 11.5 | 0.4 | Null | Null | Null | Null | Null | Null | Null | Null | Null
0.05737 | 5 | 0.115 | 11.5 | 0.5 | Null | Null | Null | Null | Null | Null | Null | Null | Null
0.05737 | 5 | 0.115 | 11.5 | 0.6 | Null | Null | Null | Null | Null | Null | Null | Null | Null
0.05737 | 5 | 0.115 | 11.5 | 0.7 | Null | Null | Null | Null | Null | Null | Null | Null | Null
0.05737 | 5 | 0.115 | 11.5 | 0.8 | Null | Null | Null | Null | Null | Null | Null | Null | Null
0.05737 | 5 | 0.115 | 11.5 | 0.9 | Null | Null | Null | Null | Null | Null | Null | Null | Null
0.05737 | 5 | 0.115 | 11.5 | 1 | Null | Null | Null | Null | Null | Null | Null | Null | Null
0.05737 | 5 | 0.115 | 12 | 0.15 | Null | Null | Null | Null | Null | Null | Null | Null | Null
0.05737 | 5 | 0.115 | 12 | 0.2 | Null | Null | Null | Null | Null | Null | Null | Null | Null
0.05737 | 5 | 0.115 | 12 | 0.3 | Null | Null | Null | Null | Null | Null | Null | Null | Null
0.05737 | 5 | 0.115 | 12 | 0.4 | Null | Null | Null | Null | Null | Null | Null | Null | Null
0.05737 | 5 | 0.115 | 12 | 0.5 | Null | Null | Null | Null | Null | Null | Null | Null | Null
0.05737 | 5 | 0.115 | 12 | 0.6 | Null | Null | Null | Null | Null | Null | Null | Null | Null
0.05737 | 5 | 0.115 | 12 | 0.7 | Null | Null | Null | Null | Null | Null | Null | Null | Null
0.05737 | 5 | 0.115 | 12 | 0.8 | Null | Null | Null | Null | Null | Null | Null | Null | Null
0.05737 | 5 | 0.115 | 12 | 0.9 | Null | Null | Null | Null | Null | Null | Null | Null | Null
0.05737 | 5 | 0.115 | 12 | 1 | Null | Null | Null | Null | Null | Null | Null | Null | Null
0.05737 | 5 | 0.115 | 12.5 | 0.15 | Null | Null | Null | Null | Null | Null | Null | Null | Null
0.05737 | 5 | 0.115 | 12.5 | 0.2 | Null | Null | Null | Null | Null | Null | Null | Null | Null
0.05737 | 5 | 0.115 | 12.5 | 0.3 | Null | Null | Null | Null | Null | Null | Null | Null | Null
0.05737 | 5 | 0.115 | 12.5 | 0.4 | Null | Null | Null | Null | Null | Null | Null | Null | Null
0.05737 | 5 | 0.115 | 12.5 | 0.5 | Null | Null | Null | Null | Null | Null | Null | Null | Null
0.05737 | 5 | 0.115 | 12.5 | 0.6 | Null | Null | Null | Null | Null | Null | Null | Null | Null
0.05737 | 5 | 0.115 | 12.5 | 0.7 | Null | Null | Null | Null | Null | Null | Null | Null | Null
0.05737 | 5 | 0.115 | 12.5 | 0.8 | Null | Null | Null | Null | Null | Null | Null | Null | Null
0.05737 | 5 | 0.115 | 12.5 | 0.9 | Null | Null | Null | Null | Null | Null | Null | Null | Null
0.05737 | 5 | 0.115 | 12.5 | 1 | Null | Null | Null | Null | Null | Null | Null | Null | Null
0.05737 | 5 | 0.115 | 13 | 0.15 | Null | Null | Null | Null | Null | Null | Null | Null | Null
0.05737 | 5 | 0.115 | 13 | 0.2 | Null | Null | Null | Null | Null | Null | Null | Null | Null
0.05737 | 5 | 0.115 | 13 | 0.3 | Null | Null | Null | Null | Null | Null | Null | Null | Null
0.05737 | 5 | 0.115 | 13 | 0.4 | Null | Null | Null | Null | Null | Null | Null | Null | Null
0.05737 | 5 | 0.115 | 13 | 0.5 | Null | Null | Null | Null | Null | Null | Null | Null | Null
0.05737 | 5 | 0.115 | 13 | 0.6 | Null | Null | Null | Null | Null | Null | Null | Null | Null
0.05737 | 5 | 0.115 | 13 | 0.7 | Null | Null | Null | Null | Null | Null | Null | Null | Null
0.05737 | 5 | 0.115 | 13 | 0.8 | Null | Null | Null | Null | Null | Null | Null | Null | Null
0.05737 | 5 | 0.115 | 13 | 0.9 | Null | Null | Null | Null | Null | Null | Null | Null | Null
0.05737 | 5 | 0.115 | 13 | 1 | Null | Null | Null | Null | Null | Null | Null | Null | Null
0.05737 | 5 | 0.115 | 13.5 | 0.15 | Null | Null | Null | Null | Null | Null | Null | Null | Null
0.05737 | 5 | 0.115 | 13.5 | 0.2 | Null | Null | Null | Null | Null | Null | Null | Null | Null
0.05737 | 5 | 0.115 | 13.5 | 0.3 | Null | Null | Null | Null | Null | Null | Null | Null | Null
0.05737 | 5 | 0.115 | 13.5 | 0.4 | Null | Null | Null | Null | Null | Null | Null | Null | Null
0.05737 | 5 | 0.115 | 13.5 | 0.5 | Null | Null | Null | Null | Null | Null | Null | Null | Null
0.05737 | 5 | 0.115 | 13.5 | 0.6 | Null | Null | Null | Null | Null | Null | Null | Null | Null
0.05737 | 5 | 0.115 | 13.5 | 0.7 | Null | Null | Null | Null | Null | Null | Null | Null | Null
0.05737 | 5 | 0.115 | 13.5 | 0.8 | Null | Null | Null | Null | Null | Null | Null | Null | Null
0.05737 | 5 | 0.115 | 13.5 | 0.9 | Null | Null | Null | Null | Null | Null | Null | Null | Null
0.05737 | 5 | 0.115 | 13.5 | 1 | Null | Null | Null | Null | Null | Null | Null | Null | Null
0.05737 | 5 | 0.115 | 14 | 0.15 | Null | Null | Null | Null | Null | Null | Null | Null | Null
0.05737 | 5 | 0.115 | 14 | 0.2 | Null | Null | Null | Null | Null | Null | Null | Null | Null
0.05737 | 5 | 0.115 | 14 | 0.3 | Null | Null | Null | Null | Null | Null | Null | Null | Null
0.05737 | 5 | 0.115 | 14 | 0.4 | Null | Null | Null | Null | Null | Null | Null | Null | Null
0.05737 | 5 | 0.115 | 14 | 0.5 | Null | Null | Null | Null | Null | Null | Null | Null | Null
0.05737 | 5 | 0.115 | 14 | 0.6 | Null | Null | Null | Null | Null | Null | Null | Null | Null
0.05737 | 5 | 0.115 | 14 | 0.7 | Null | Null | Null | Null | Null | Null | Null | Null | Null
0.05737 | 5 | 0.115 | 14 | 0.8 | Null | Null | Null | Null | Null | Null | Null | Null | Null
0.05737 | 5 | 0.115 | 14 | 0.9 | Null | Null | Null | Null | Null | Null | Null | Null | Null
0.05737 | 5 | 0.115 | 14 | 1 | Null | Null | Null | Null | Null | Null | Null | Null | Null
0.05737 | 5 | 0.115 | 14.5 | 0.15 | Null | Null | Null | Null | Null | Null | Null | Null | Null
0.05737 | 5 | 0.115 | 14.5 | 0.2 | Null | Null | Null | Null | Null | Null | Null | Null | Null
0.05737 | 5 | 0.115 | 14.5 | 0.3 | Null | Null | Null | Null | Null | Null | Null | Null | Null
0.05737 | 5 | 0.115 | 14.5 | 0.4 | Null | Null | Null | Null | Null | Null | Null | Null | Null
0.05737 | 5 | 0.115 | 14.5 | 0.5 | Null | Null | Null | Null | Null | Null | Null | Null | Null
0.05737 | 5 | 0.115 | 14.5 | 0.6 | Null | Null | Null | Null | Null | Null | Null | Null | Null
0.05737 | 5 | 0.115 | 14.5 | 0.7 | Null | Null | Null | Null | Null | Null | Null | Null | Null
0.05737 | 5 | 0.115 | 14.5 | 0.8 | Null | Null | Null | Null | Null | Null | Null | Null | Null
0.05737 | 5 | 0.115 | 14.5 | 0.9 | Null | Null | Null | Null | Null | Null | Null | Null | Null
0.05737 | 5 | 0.115 | 14.5 | 1 | Null | Null | Null | Null | Null | Null | Null | Null | Null
0.05737 | 5 | 0.115 | 15 | 0.15 | Null | Null | Null | Null | Null | Null | Null | Null | Null
0.05737 | 5 | 0.115 | 15 | 0.2 | Null | Null | Null | Null | Null | Null | Null | Null | Null
0.05737 | 5 | 0.115 | 15 | 0.3 | Null | Null | Null | Null | Null | Null | Null | Null | Null
0.05737 | 5 | 0.115 | 15 | 0.4 | Null | Null | Null | Null | Null | Null | Null | Null | Null
0.05737 | 5 | 0.115 | 15 | 0.5 | Null | Null | Null | Null | Null | Null | Null | Null | Null
0.05737 | 5 | 0.115 | 15 | 0.6 | Null | Null | Null | Null | Null | Null | Null | Null | Null
0.05737 | 5 | 0.115 | 15 | 0.7 | Null | Null | Null | Null | Null | Null | Null | Null | Null
0.05737 | 5 | 0.115 | 15 | 0.8 | Null | Null | Null | Null | Null | Null | Null | Null | Null
0.05737 | 5 | 0.115 | 15 | 0.9 | Null | Null | Null | Null | Null | Null | Null | Null | Null
0.05737 | 5 | 0.115 | 15 | 1 | Null | Null | Null | Null | Null | Null | Null | Null | Null
0.05737 | 5 | 0.115 | 15.5 | 0.15 | Null | Null | Null | Null | Null | Null | Null | Null | Null
0.05737 | 5 | 0.115 | 15.5 | 0.2 | Null | Null | Null | Null | Null | Null | Null | Null | Null
0.05737 | 5 | 0.115 | 15.5 | 0.3 | Null | Null | Null | Null | Null | Null | Null | Null | Null
0.05737 | 5 | 0.115 | 15.5 | 0.4 | Null | Null | Null | Null | Null | Null | Null | Null | Null
0.05737 | 5 | 0.115 | 15.5 | 0.5 | Null | Null | Null | Null | Null | Null | Null | Null | Null
0.05737 | 5 | 0.115 | 15.5 | 0.6 | Null | Null | Null | Null | Null | Null | Null | Null | Null
0.05737 | 5 | 0.115 | 15.5 | 0.7 | Null | Null | Null | Null | Null | Null | Null | Null | Null
0.05737 | 5 | 0.115 | 15.5 | 0.8 | Null | Null | Null | Null | Null | Null | Null | Null | Null
0.05737 | 5 | 0.115 | 15.5 | 0.9 | Null | Null | Null | Null | Null | Null | Null | Null | Null
0.05737 | 5 | 0.115 | 15.5 | 1 | Null | Null | Null | Null | Null | Null | Null | Null | Null
0.05737 | 5 | 0.115 | 16 | 0.15 | Null | Null | Null | Null | Null | Null | Null | Null | Null
0.05737 | 5 | 0.115 | 16 | 0.2 | Null | Null | Null | Null | Null | Null | Null | Null | Null
0.05737 | 5 | 0.115 | 16 | 0.3 | Null | Null | Null | Null | Null | Null | Null | Null | Null
0.05737 | 5 | 0.115 | 16 | 0.4 | Null | Null | Null | Null | Null | Null | Null | Null | Null
0.05737 | 5 | 0.115 | 16 | 0.5 | Null | Null | Null | Null | Null | Null | Null | Null | Null
0.05737 | 5 | 0.115 | 16 | 0.6 | Null | Null | Null | Null | Null | Null | Null | Null | Null
0.05737 | 5 | 0.115 | 16 | 0.7 | Null | Null | Null | Null | Null | Null | Null | Null | Null
0.05737 | 5 | 0.115 | 16 | 0.8 | Null | Null | Null | Null | Null | Null | Null | Null | Null
0.05737 | 5 | 0.115 | 16 | 0.9 | Null | Null | Null | Null | Null | Null | Null | Null | Null
0.05737 | 5 | 0.115 | 16 | 1 | Null | Null | Null | Null | Null | Null | Null | Null | Null
0.05737 | 5 | 0.115 | 16.5 | 0.15 | Null | Null | Null | Null | Null | Null | Null | Null | Null
0.05737 | 5 | 0.115 | 16.5 | 0.2 | Null | Null | Null | Null | Null | Null | Null | Null | Null
0.05737 | 5 | 0.115 | 16.5 | 0.3 | Null | Null | Null | Null | Null | Null | Null | Null | Null
0.05737 | 5 | 0.115 | 16.5 | 0.4 | Null | Null | Null | Null | Null | Null | Null | Null | Null
0.05737 | 5 | 0.115 | 16.5 | 0.5 | Null | Null | Null | Null | Null | Null | Null | Null | Null
0.05737 | 5 | 0.115 | 16.5 | 0.6 | Null | Null | Null | Null | Null | Null | Null | Null | Null
0.05737 | 5 | 0.115 | 16.5 | 0.7 | Null | Null | Null | Null | Null | Null | Null | Null | Null
0.05737 | 5 | 0.115 | 16.5 | 0.8 | Null | Null | Null | Null | Null | Null | Null | Null | Null
0.05737 | 5 | 0.115 | 16.5 | 0.9 | Null | Null | Null | Null | Null | Null | Null | Null | Null
0.05737 | 5 | 0.115 | 16.5 | 1 | Null | Null | Null | Null | Null | Null | Null | Null | Null
0.05737 | 5 | 0.115 | 17 | 0.15 | Null | Null | Null | Null | Null | Null | Null | Null | Null
0.05737 | 5 | 0.115 | 17 | 0.2 | Null | Null | Null | Null | Null | Null | Null | Null | Null
0.05737 | 5 | 0.115 | 17 | 0.3 | Null | Null | Null | Null | Null | Null | Null | Null | Null
0.05737 | 5 | 0.115 | 17 | 0.4 | Null | Null | Null | Null | Null | Null | Null | Null | Null
0.05737 | 5 | 0.115 | 17 | 0.5 | Null | Null | Null | Null | Null | Null | Null | Null | Null
0.05737 | 5 | 0.115 | 17 | 0.6 | Null | Null | Null | Null | Null | Null | Null | Null | Null
0.05737 | 5 | 0.115 | 17 | 0.7 | Null | Null | Null | Null | Null | Null | Null | Null | Null
0.05737 | 5 | 0.115 | 17 | 0.8 | Null | Null | Null | Null | Null | Null | Null | Null | Null
0.05737 | 5 | 0.115 | 17 | 0.9 | Null | Null | Null | Null | Null | Null | Null | Null | Null
0.05737 | 5 | 0.115 | 17 | 1 | Null | Null | Null | Null | Null | Null | Null | Null | Null
0.05737 | 5 | 0.115 | 17.5 | 0.15 | Null | Null | Null | Null | Null | Null | Null | Null | Null
0.05737 | 5 | 0.115 | 17.5 | 0.2 | Null | Null | Null | Null | Null | Null | Null | Null | Null
0.05737 | 5 | 0.115 | 17.5 | 0.3 | Null | Null | Null | Null | Null | Null | Null | Null | Null
0.05737 | 5 | 0.115 | 17.5 | 0.4 | Null | Null | Null | Null | Null | Null | Null | Null | Null
0.05737 | 5 | 0.115 | 17.5 | 0.5 | Null | Null | Null | Null | Null | Null | Null | Null | Null
0.05737 | 5 | 0.115 | 17.5 | 0.6 | Null | Null | Null | Null | Null | Null | Null | Null | Null
0.05737 | 5 | 0.115 | 17.5 | 0.7 | Null | Null | Null | Null | Null | Null | Null | Null | Null
0.05737 | 5 | 0.115 | 17.5 | 0.8 | Null | Null | Null | Null | Null | Null | Null | Null | Null
0.05737 | 5 | 0.115 | 17.5 | 0.9 | Null | Null | Null | Null | Null | Null | Null | Null | Null
0.05737 | 5 | 0.115 | 17.5 | 1 | Null | Null | Null | Null | Null | Null | Null | Null | Null
0.05737 | 5 | 0.115 | 18 | 0.15 | Null | Null | Null | Null | Null | Null | Null | Null | Null
0.05737 | 5 | 0.115 | 18 | 0.2 | Null | Null | Null | Null | Null | Null | Null | Null | Null
0.05737 | 5 | 0.115 | 18 | 0.3 | Null | Null | Null | Null | Null | Null | Null | Null | Null
0.05737 | 5 | 0.115 | 18 | 0.4 | Null | Null | Null | Null | Null | Null | Null | Null | Null
0.05737 | 5 | 0.115 | 18 | 0.5 | Null | Null | Null | Null | Null | Null | Null | Null | Null
0.05737 | 5 | 0.115 | 18 | 0.6 | Null | Null | Null | Null | Null | Null | Null | Null | Null
0.05737 | 5 | 0.115 | 18 | 0.7 | Null | Null | Null | Null | Null | Null | Null | Null | Null
0.05737 | 5 | 0.115 | 18 | 0.8 | Null | Null | Null | Null | Null | Null | Null | Null | Null
0.05737 | 5 | 0.115 | 18 | 0.9 | Null | Null | Null | Null | Null | Null | Null | Null | Null
0.05737 | 5 | 0.115 | 18 | 1 | Null | Null | Null | Null | Null | Null | Null | Null | Null
0.05737 | 5 | 0.115 | 21 | 0.15 | Null | Null | Null | Null | Null | Null | Null | Null | Null
0.05737 | 5 | 0.115 | 21 | 0.2 | Null | Null | Null | Null | Null | Null | Null | Null | Null
0.05737 | 5 | 0.115 | 21 | 0.3 | Null | Null | Null | Null | Null | Null | Null | Null | Null
0.05737 | 5 | 0.115 | 21 | 0.4 | Null | Null | Null | Null | Null | Null | Null | Null | Null
0.05737 | 5 | 0.115 | 21 | 0.5 | Null | Null | Null | Null | Null | Null | Null | Null | Null
0.05737 | 5 | 0.115 | 21 | 0.6 | Null | Null | Null | Null | Null | Null | Null | Null | Null
0.05737 | 5 | 0.115 | 21 | 0.7 | Null | Null | Null | Null | Null | Null | Null | Null | Null
0.05737 | 5 | 0.115 | 21 | 0.8 | Null | Null | Null | Null | Null | Null | Null | Null | Null
0.05737 | 5 | 0.115 | 21 | 0.9 | Null | Null | Null | Null | Null | Null | Null | Null | Null
0.05737 | 5 | 0.115 | 21 | 1 | Null | Null | Null | Null | Null | Null | Null | Null | Null
0.05737 | 5 | 0.115 | 24 | 0.15 | Null | Null | Null | Null | Null | Null | Null | Null | Null
0.05737 | 5 | 0.115 | 24 | 0.2 | Null | Null | Null | Null | Null | Null | Null | Null | Null
0.05737 | 5 | 0.115 | 24 | 0.3 | Null | Null | Null | Null | Null | Null | Null | Null | Null
0.05737 | 5 | 0.115 | 24 | 0.4 | Null | Null | Null | Null | Null | Null | Null | Null | Null
0.05737 | 5 | 0.115 | 24 | 0.5 | Null | Null | Null | Null | Null | Null | Null | Null | Null
0.05737 | 5 | 0.115 | 24 | 0.6 | Null | Null | Null | Null | Null | Null | Null | Null | Null
0.05737 | 5 | 0.115 | 24 | 0.7 | Null | Null | Null | Null | Null | Null | Null | Null | Null
0.05737 | 5 | 0.115 | 24 | 0.8 | Null | Null | Null | Null | Null | Null | Null | Null | Null
0.05737 | 5 | 0.115 | 24 | 0.9 | Null | Null | Null | Null | Null | Null | Null | Null | Null
0.05737 | 5 | 0.115 | 24 | 1 | Null | Null | Null | Null | Null | Null | Null | Null | Null
0.05737 | 5 | 0.115 | 27 | 0.15 | Null | Null | Null | Null | Null | Null | Null | Null | Null
0.05737 | 5 | 0.115 | 27 | 0.2 | Null | Null | Null | Null | Null | Null | Null | Null | Null
0.05737 | 5 | 0.115 | 27 | 0.3 | Null | Null | Null | Null | Null | Null | Null | Null | Null
0.05737 | 5 | 0.115 | 27 | 0.4 | Null | Null | Null | Null | Null | Null | Null | Null | Null
0.05737 | 5 | 0.115 | 27 | 0.5 | Null | Null | Null | Null | Null | Null | Null | Null | Null
0.05737 | 5 | 0.115 | 27 | 0.6 | Null | Null | Null | Null | Null | Null | Null | Null | Null
0.05737 | 5 | 0.115 | 27 | 0.7 | Null | Null | Null | Null | Null | Null | Null | Null | Null
0.05737 | 5 | 0.115 | 27 | 0.8 | Null | Null | Null | Null | Null | Null | Null | Null | Null
0.05737 | 5 | 0.115 | 27 | 0.9 | Null | Null | Null | Null | Null | Null | Null | Null | Null
0.05737 | 5 | 0.115 | 27 | 1 | Null | Null | Null | Null | Null | Null | Null | Null | Null
0.05737 | 5 | 0.115 | 30 | 0.15 | Null | Null | Null | Null | Null | Null | Null | Null | Null
0.05737 | 5 | 0.115 | 30 | 0.2 | Null | Null | Null | Null | Null | Null | Null | Null | Null
0.05737 | 5 | 0.115 | 30 | 0.3 | Null | Null | Null | Null | Null | Null | Null | Null | Null
0.05737 | 5 | 0.115 | 30 | 0.4 | Null | Null | Null | Null | Null | Null | Null | Null | Null
0.05737 | 5 | 0.115 | 30 | 0.5 | Null | Null | Null | Null | Null | Null | Null | Null | Null
0.05737 | 5 | 0.115 | 30 | 0.6 | Null | Null | Null | Null | Null | Null | Null | Null | Null
0.05737 | 5 | 0.115 | 30 | 0.7 | Null | Null | Null | Null | Null | Null | Null | Null | Null
0.05737 | 5 | 0.115 | 30 | 0.8 | Null | Null | Null | Null | Null | Null | Null | Null | Null
0.05737 | 5 | 0.115 | 30 | 0.9 | Null | Null | Null | Null | Null | Null | Null | Null | Null
0.05737 | 5 | 0.115 | 30 | 1 | Null | Null | Null | Null | Null | Null | Null | Null | Null
0.05737 | 7 | 0.00115 | 10.5 | 0.15 | Null | Null | Null | Null | Null | Null | Null | Null | Null
0.05737 | 7 | 0.00115 | 10.5 | 0.2 | Null | Null | Null | Null | Null | Null | Null | Null | Null
0.05737 | 7 | 0.00115 | 10.5 | 0.3 | Null | Null | Null | Null | Null | Null | Null | Null | Null
0.05737 | 7 | 0.00115 | 10.5 | 0.4 | Null | Null | Null | Null | Null | Null | Null | Null | Null
0.05737 | 7 | 0.00115 | 10.5 | 0.5 | Null | Null | Null | Null | Null | Null | Null | Null | Null
0.05737 | 7 | 0.00115 | 10.5 | 0.6 | Null | Null | Null | Null | Null | Null | Null | Null | Null
0.05737 | 7 | 0.00115 | 10.5 | 0.7 | Null | Null | Null | Null | Null | Null | Null | Null | Null
0.05737 | 7 | 0.00115 | 10.5 | 0.8 | Null | Null | Null | Null | Null | Null | Null | Null | Null
0.05737 | 7 | 0.00115 | 10.5 | 0.9 | Null | Null | Null | Null | Null | Null | Null | Null | Null
0.05737 | 7 | 0.00115 | 10.5 | 1 | Null | Null | Null | Null | Null | Null | Null | Null | Null
0.05737 | 7 | 0.00115 | 11 | 0.15 | Null | Null | Null | Null | Null | Null | Null | Null | Null
0.05737 | 7 | 0.00115 | 11 | 0.2 | Null | Null | Null | Null | Null | Null | Null | Null | Null
0.05737 | 7 | 0.00115 | 11 | 0.3 | Null | Null | Null | Null | Null | Null | Null | Null | Null
0.05737 | 7 | 0.00115 | 11 | 0.4 | Null | Null | Null | Null | Null | Null | Null | Null | Null
0.05737 | 7 | 0.00115 | 11 | 0.5 | Null | Null | Null | Null | Null | Null | Null | Null | Null
0.05737 | 7 | 0.00115 | 11 | 0.6 | Null | Null | Null | Null | Null | Null | Null | Null | Null
0.05737 | 7 | 0.00115 | 11 | 0.7 | Null | Null | Null | Null | Null | Null | Null | Null | Null
0.05737 | 7 | 0.00115 | 11 | 0.8 | Null | Null | Null | Null | Null | Null | Null | Null | Null
0.05737 | 7 | 0.00115 | 11 | 0.9 | Null | Null | Null | Null | Null | Null | Null | Null | Null
0.05737 | 7 | 0.00115 | 11 | 1 | Null | Null | Null | Null | Null | Null | Null | Null | Null
0.05737 | 7 | 0.00115 | 11.5 | 0.15 | Null | Null | Null | Null | Null | Null | Null | Null | Null
0.05737 | 7 | 0.00115 | 11.5 | 0.2 | Null | Null | Null | Null | Null | Null | Null | Null | Null
0.05737 | 7 | 0.00115 | 11.5 | 0.3 | Null | Null | Null | Null | Null | Null | Null | Null | Null
0.05737 | 7 | 0.00115 | 11.5 | 0.4 | Null | Null | Null | Null | Null | Null | Null | Null | Null
0.05737 | 7 | 0.00115 | 11.5 | 0.5 | Null | Null | Null | Null | Null | Null | Null | Null | Null
0.05737 | 7 | 0.00115 | 11.5 | 0.6 | Null | Null | Null | Null | Null | Null | Null | Null | Null
0.05737 | 7 | 0.00115 | 11.5 | 0.7 | Null | Null | Null | Null | Null | Null | Null | Null | Null
0.05737 | 7 | 0.00115 | 11.5 | 0.8 | Null | Null | Null | Null | Null | Null | Null | Null | Null
0.05737 | 7 | 0.00115 | 11.5 | 0.9 | Null | Null | Null | Null | Null | Null | Null | Null | Null
0.05737 | 7 | 0.00115 | 11.5 | 1 | Null | Null | Null | Null | Null | Null | Null | Null | Null
0.05737 | 7 | 0.00115 | 12 | 0.15 | Null | Null | Null | Null | Null | Null | Null | Null | Null
0.05737 | 7 | 0.00115 | 12 | 0.2 | Null | Null | Null | Null | Null | Null | Null | Null | Null
0.05737 | 7 | 0.00115 | 12 | 0.3 | Null | Null | Null | Null | Null | Null | Null | Null | Null
0.05737 | 7 | 0.00115 | 12 | 0.4 | Null | Null | Null | Null | Null | Null | Null | Null | Null
0.05737 | 7 | 0.00115 | 12 | 0.5 | Null | Null | Null | Null | Null | Null | Null | Null | Null
0.05737 | 7 | 0.00115 | 12 | 0.6 | Null | Null | Null | Null | Null | Null | Null | Null | Null
0.05737 | 7 | 0.00115 | 12 | 0.7 | Null | Null | Null | Null | Null | Null | Null | Null | Null
0.05737 | 7 | 0.00115 | 12 | 0.8 | Null | Null | Null | Null | Null | Null | Null | Null | Null
0.05737 | 7 | 0.00115 | 12 | 0.9 | Null | Null | Null | Null | Null | Null | Null | Null | Null
0.05737 | 7 | 0.00115 | 12 | 1 | Null | Null | Null | Null | Null | Null | Null | Null | Null
0.05737 | 7 | 0.00115 | 12.5 | 0.15 | Null | Null | Null | Null | Null | Null | Null | Null | Null
0.05737 | 7 | 0.00115 | 12.5 | 0.2 | Null | Null | Null | Null | Null | Null | Null | Null | Null
0.05737 | 7 | 0.00115 | 12.5 | 0.3 | Null | Null | Null | Null | Null | Null | Null | Null | Null
0.05737 | 7 | 0.00115 | 12.5 | 0.4 | Null | Null | Null | Null | Null | Null | Null | Null | Null
0.05737 | 7 | 0.00115 | 12.5 | 0.5 | Null | Null | Null | Null | Null | Null | Null | Null | Null
0.05737 | 7 | 0.00115 | 12.5 | 0.6 | Null | Null | Null | Null | Null | Null | Null | Null | Null
0.05737 | 7 | 0.00115 | 12.5 | 0.7 | Null | Null | Null | Null | Null | Null | Null | Null | Null
0.05737 | 7 | 0.00115 | 12.5 | 0.8 | Null | Null | Null | Null | Null | Null | Null | Null | Null
0.05737 | 7 | 0.00115 | 12.5 | 0.9 | Null | Null | Null | Null | Null | Null | Null | Null | Null
0.05737 | 7 | 0.00115 | 12.5 | 1 | Null | Null | Null | Null | Null | Null | Null | Null | Null
0.05737 | 7 | 0.00115 | 13 | 0.15 | Null | Null | Null | Null | Null | Null | Null | Null | Null
0.05737 | 7 | 0.00115 | 13 | 0.2 | Null | Null | Null | Null | Null | Null | Null | Null | Null
0.05737 | 7 | 0.00115 | 13 | 0.3 | Null | Null | Null | Null | Null | Null | Null | Null | Null
0.05737 | 7 | 0.00115 | 13 | 0.4 | Null | Null | Null | Null | Null | Null | Null | Null | Null
0.05737 | 7 | 0.00115 | 13 | 0.5 | Null | Null | Null | Null | Null | Null | Null | Null | Null
0.05737 | 7 | 0.00115 | 13 | 0.6 | Null | Null | Null | Null | Null | Null | Null | Null | Null
0.05737 | 7 | 0.00115 | 13 | 0.7 | Null | Null | Null | Null | Null | Null | Null | Null | Null
0.05737 | 7 | 0.00115 | 13 | 0.8 | Null | Null | Null | Null | Null | Null | Null | Null | Null
0.05737 | 7 | 0.00115 | 13 | 0.9 | Null | Null | Null | Null | Null | Null | Null | Null | Null
0.05737 | 7 | 0.00115 | 13 | 1 | Null | Null | Null | Null | Null | Null | Null | Null | Null
0.05737 | 7 | 0.00115 | 13.5 | 0.15 | Null | Null | Null | Null | Null | Null | Null | Null | Null
0.05737 | 7 | 0.00115 | 13.5 | 0.2 | Null | Null | Null | Null | Null | Null | Null | Null | Null
0.05737 | 7 | 0.00115 | 13.5 | 0.3 | Null | Null | Null | Null | Null | Null | Null | Null | Null
0.05737 | 7 | 0.00115 | 13.5 | 0.4 | Null | Null | Null | Null | Null | Null | Null | Null | Null
0.05737 | 7 | 0.00115 | 13.5 | 0.5 | Null | Null | Null | Null | Null | Null | Null | Null | Null
0.05737 | 7 | 0.00115 | 13.5 | 0.6 | Null | Null | Null | Null | Null | Null | Null | Null | Null
0.05737 | 7 | 0.00115 | 13.5 | 0.7 | Null | Null | Null | Null | Null | Null | Null | Null | Null
0.05737 | 7 | 0.00115 | 13.5 | 0.8 | Null | Null | Null | Null | Null | Null | Null | Null | Null
0.05737 | 7 | 0.00115 | 13.5 | 0.9 | Null | Null | Null | Null | Null | Null | Null | Null | Null
0.05737 | 7 | 0.00115 | 13.5 | 1 | Null | Null | Null | Null | Null | Null | Null | Null | Null
0.05737 | 7 | 0.00115 | 14 | 0.15 | Null | Null | Null | Null | Null | Null | Null | Null | Null
0.05737 | 7 | 0.00115 | 14 | 0.2 | Null | Null | Null | Null | Null | Null | Null | Null | Null
0.05737 | 7 | 0.00115 | 14 | 0.3 | Null | Null | Null | Null | Null | Null | Null | Null | Null
0.05737 | 7 | 0.00115 | 14 | 0.4 | Null | Null | Null | Null | Null | Null | Null | Null | Null
0.05737 | 7 | 0.00115 | 14 | 0.5 | Null | Null | Null | Null | Null | Null | Null | Null | Null
0.05737 | 7 | 0.00115 | 14 | 0.6 | Null | Null | Null | Null | Null | Null | Null | Null | Null
0.05737 | 7 | 0.00115 | 14 | 0.7 | Null | Null | Null | Null | Null | Null | Null | Null | Null
0.05737 | 7 | 0.00115 | 14 | 0.8 | Null | Null | Null | Null | Null | Null | Null | Null | Null
0.05737 | 7 | 0.00115 | 14 | 0.9 | Null | Null | Null | Null | Null | Null | Null | Null | Null
0.05737 | 7 | 0.00115 | 14 | 1 | Null | Null | Null | Null | Null | Null | Null | Null | Null
0.05737 | 7 | 0.00115 | 14.5 | 0.15 | Null | Null | Null | Null | Null | Null | Null | Null | Null
0.05737 | 7 | 0.00115 | 14.5 | 0.2 | Null | Null | Null | Null | Null | Null | Null | Null | Null
0.05737 | 7 | 0.00115 | 14.5 | 0.3 | Null | Null | Null | Null | Null | Null | Null | Null | Null
0.05737 | 7 | 0.00115 | 14.5 | 0.4 | Null | Null | Null | Null | Null | Null | Null | Null | Null
0.05737 | 7 | 0.00115 | 14.5 | 0.5 | Null | Null | Null | Null | Null | Null | Null | Null | Null
0.05737 | 7 | 0.00115 | 14.5 | 0.6 | Null | Null | Null | Null | Null | Null | Null | Null | Null
0.05737 | 7 | 0.00115 | 14.5 | 0.7 | Null | Null | Null | Null | Null | Null | Null | Null | Null
0.05737 | 7 | 0.00115 | 14.5 | 0.8 | Null | Null | Null | Null | Null | Null | Null | Null | Null
0.05737 | 7 | 0.00115 | 14.5 | 0.9 | Null | Null | Null | Null | Null | Null | Null | Null | Null
0.05737 | 7 | 0.00115 | 14.5 | 1 | Null | Null | Null | Null | Null | Null | Null | Null | Null
0.05737 | 7 | 0.00115 | 15 | 0.15 | Null | Null | Null | Null | Null | Null | Null | Null | Null
0.05737 | 7 | 0.00115 | 15 | 0.2 | Null | Null | Null | Null | Null | Null | Null | Null | Null
0.05737 | 7 | 0.00115 | 15 | 0.3 | Null | Null | Null | Null | Null | Null | Null | Null | Null
0.05737 | 7 | 0.00115 | 15 | 0.4 | Null | Null | Null | Null | Null | Null | Null | Null | Null
0.05737 | 7 | 0.00115 | 15 | 0.5 | Null | Null | Null | Null | Null | Null | Null | Null | Null
0.05737 | 7 | 0.00115 | 15 | 0.6 | Null | Null | Null | Null | Null | Null | Null | Null | Null
0.05737 | 7 | 0.00115 | 15 | 0.7 | Null | Null | Null | Null | Null | Null | Null | Null | Null
0.05737 | 7 | 0.00115 | 15 | 0.8 | Null | Null | Null | Null | Null | Null | Null | Null | Null
0.05737 | 7 | 0.00115 | 15 | 0.9 | Null | Null | Null | Null | Null | Null | Null | Null | Null
0.05737 | 7 | 0.00115 | 15 | 1 | Null | Null | Null | Null | Null | Null | Null | Null | Null
0.05737 | 7 | 0.00115 | 15.5 | 0.15 | Null | Null | Null | Null | Null | Null | Null | Null | Null
0.05737 | 7 | 0.00115 | 15.5 | 0.2 | Null | Null | Null | Null | Null | Null | Null | Null | Null
0.05737 | 7 | 0.00115 | 15.5 | 0.3 | Null | Null | Null | Null | Null | Null | Null | Null | Null
0.05737 | 7 | 0.00115 | 15.5 | 0.4 | Null | Null | Null | Null | Null | Null | Null | Null | Null
0.05737 | 7 | 0.00115 | 15.5 | 0.5 | Null | Null | Null | Null | Null | Null | Null | Null | Null
0.05737 | 7 | 0.00115 | 15.5 | 0.6 | Null | Null | Null | Null | Null | Null | Null | Null | Null
0.05737 | 7 | 0.00115 | 15.5 | 0.7 | Null | Null | Null | Null | Null | Null | Null | Null | Null
0.05737 | 7 | 0.00115 | 15.5 | 0.8 | Null | Null | Null | Null | Null | Null | Null | Null | Null
0.05737 | 7 | 0.00115 | 15.5 | 0.9 | Null | Null | Null | Null | Null | Null | Null | Null | Null
0.05737 | 7 | 0.00115 | 15.5 | 1 | Null | Null | Null | Null | Null | Null | Null | Null | Null
0.05737 | 7 | 0.00115 | 16 | 0.15 | Null | Null | Null | Null | Null | Null | Null | Null | Null
0.05737 | 7 | 0.00115 | 16 | 0.2 | Null | Null | Null | Null | Null | Null | Null | Null | Null
0.05737 | 7 | 0.00115 | 16 | 0.3 | Null | Null | Null | Null | Null | Null | Null | Null | Null
0.05737 | 7 | 0.00115 | 16 | 0.4 | Null | Null | Null | Null | Null | Null | Null | Null | Null
0.05737 | 7 | 0.00115 | 16 | 0.5 | Null | Null | Null | Null | Null | Null | Null | Null | Null
0.05737 | 7 | 0.00115 | 16 | 0.6 | Null | Null | Null | Null | Null | Null | Null | Null | Null
0.05737 | 7 | 0.00115 | 16 | 0.7 | Null | Null | Null | Null | Null | Null | Null | Null | Null
0.05737 | 7 | 0.00115 | 16 | 0.8 | Null | Null | Null | Null | Null | Null | Null | Null | Null
0.05737 | 7 | 0.00115 | 16 | 0.9 | Null | Null | Null | Null | Null | Null | Null | Null | Null
0.05737 | 7 | 0.00115 | 16 | 1 | Null | Null | Null | Null | Null | Null | Null | Null | Null
0.05737 | 7 | 0.00115 | 16.5 | 0.15 | Null | Null | Null | Null | Null | Null | Null | Null | Null
0.05737 | 7 | 0.00115 | 16.5 | 0.2 | Null | Null | Null | Null | Null | Null | Null | Null | Null
0.05737 | 7 | 0.00115 | 16.5 | 0.3 | Null | Null | Null | Null | Null | Null | Null | Null | Null
0.05737 | 7 | 0.00115 | 16.5 | 0.4 | Null | Null | Null | Null | Null | Null | Null | Null | Null
0.05737 | 7 | 0.00115 | 16.5 | 0.5 | Null | Null | Null | Null | Null | Null | Null | Null | Null
0.05737 | 7 | 0.00115 | 16.5 | 0.6 | Null | Null | Null | Null | Null | Null | Null | Null | Null
0.05737 | 7 | 0.00115 | 16.5 | 0.7 | Null | Null | Null | Null | Null | Null | Null | Null | Null
0.05737 | 7 | 0.00115 | 16.5 | 0.8 | Null | Null | Null | Null | Null | Null | Null | Null | Null
0.05737 | 7 | 0.00115 | 16.5 | 0.9 | Null | Null | Null | Null | Null | Null | Null | Null | Null
0.05737 | 7 | 0.00115 | 16.5 | 1 | Null | Null | Null | Null | Null | Null | Null | Null | Null
0.05737 | 7 | 0.00115 | 17 | 0.15 | Null | Null | Null | Null | Null | Null | Null | Null | Null
0.05737 | 7 | 0.00115 | 17 | 0.2 | Null | Null | Null | Null | Null | Null | Null | Null | Null
0.05737 | 7 | 0.00115 | 17 | 0.3 | Null | Null | Null | Null | Null | Null | Null | Null | Null
0.05737 | 7 | 0.00115 | 17 | 0.4 | Null | Null | Null | Null | Null | Null | Null | Null | Null
0.05737 | 7 | 0.00115 | 17 | 0.5 | Null | Null | Null | Null | Null | Null | Null | Null | Null
0.05737 | 7 | 0.00115 | 17 | 0.6 | Null | Null | Null | Null | Null | Null | Null | Null | Null
0.05737 | 7 | 0.00115 | 17 | 0.7 | Null | Null | Null | Null | Null | Null | Null | Null | Null
0.05737 | 7 | 0.00115 | 17 | 0.8 | Null | Null | Null | Null | Null | Null | Null | Null | Null
0.05737 | 7 | 0.00115 | 17 | 0.9 | Null | Null | Null | Null | Null | Null | Null | Null | Null
0.05737 | 7 | 0.00115 | 17 | 1 | Null | Null | Null | Null | Null | Null | Null | Null | Null
0.05737 | 7 | 0.00115 | 17.5 | 0.15 | Null | Null | Null | Null | Null | Null | Null | Null | Null
0.05737 | 7 | 0.00115 | 17.5 | 0.2 | Null | Null | Null | Null | Null | Null | Null | Null | Null
0.05737 | 7 | 0.00115 | 17.5 | 0.3 | Null | Null | Null | Null | Null | Null | Null | Null | Null
0.05737 | 7 | 0.00115 | 17.5 | 0.4 | Null | Null | Null | Null | Null | Null | Null | Null | Null
0.05737 | 7 | 0.00115 | 17.5 | 0.5 | Null | Null | Null | Null | Null | Null | Null | Null | Null
0.05737 | 7 | 0.00115 | 17.5 | 0.6 | Null | Null | Null | Null | Null | Null | Null | Null | Null
0.05737 | 7 | 0.00115 | 17.5 | 0.7 | Null | Null | Null | Null | Null | Null | Null | Null | Null
0.05737 | 7 | 0.00115 | 17.5 | 0.8 | Null | Null | Null | Null | Null | Null | Null | Null | Null
0.05737 | 7 | 0.00115 | 17.5 | 0.9 | Null | Null | Null | Null | Null | Null | Null | Null | Null
0.05737 | 7 | 0.00115 | 17.5 | 1 | Null | Null | Null | Null | Null | Null | Null | Null | Null
0.05737 | 7 | 0.00115 | 18 | 0.15 | Null | Null | Null | Null | Null | Null | Null | Null | Null
0.05737 | 7 | 0.00115 | 18 | 0.2 | Null | Null | Null | Null | Null | Null | Null | Null | Null
0.05737 | 7 | 0.00115 | 18 | 0.3 | Null | Null | Null | Null | Null | Null | Null | Null | Null
0.05737 | 7 | 0.00115 | 18 | 0.4 | Null | Null | Null | Null | Null | Null | Null | Null | Null
0.05737 | 7 | 0.00115 | 18 | 0.5 | Null | Null | Null | Null | Null | Null | Null | Null | Null
0.05737 | 7 | 0.00115 | 18 | 0.6 | Null | Null | Null | Null | Null | Null | Null | Null | Null
0.05737 | 7 | 0.00115 | 18 | 0.7 | Null | Null | Null | Null | Null | Null | Null | Null | Null
0.05737 | 7 | 0.00115 | 18 | 0.8 | Null | Null | Null | Null | Null | Null | Null | Null | Null
0.05737 | 7 | 0.00115 | 18 | 0.9 | Null | Null | Null | Null | Null | Null | Null | Null | Null
0.05737 | 7 | 0.00115 | 18 | 1 | Null | Null | Null | Null | Null | Null | Null | Null | Null
0.05737 | 7 | 0.00115 | 21 | 0.15 | Null | Null | Null | Null | Null | Null | Null | Null | Null
0.05737 | 7 | 0.00115 | 21 | 0.2 | Null | Null | Null | Null | Null | Null | Null | Null | Null
0.05737 | 7 | 0.00115 | 21 | 0.3 | Null | Null | Null | Null | Null | Null | Null | Null | Null
0.05737 | 7 | 0.00115 | 21 | 0.4 | Null | Null | Null | Null | Null | Null | Null | Null | Null
0.05737 | 7 | 0.00115 | 21 | 0.5 | Null | Null | Null | Null | Null | Null | Null | Null | Null
0.05737 | 7 | 0.00115 | 21 | 0.6 | Null | Null | Null | Null | Null | Null | Null | Null | Null
0.05737 | 7 | 0.00115 | 21 | 0.7 | Null | Null | Null | Null | Null | Null | Null | Null | Null
0.05737 | 7 | 0.00115 | 21 | 0.8 | Null | Null | Null | Null | Null | Null | Null | Null | Null
0.05737 | 7 | 0.00115 | 21 | 0.9 | Null | Null | Null | Null | Null | Null | Null | Null | Null
0.05737 | 7 | 0.00115 | 21 | 1 | Null | Null | Null | Null | Null | Null | Null | Null | Null
0.05737 | 7 | 0.00115 | 24 | 0.15 | Null | Null | Null | Null | Null | Null | Null | Null | Null
0.05737 | 7 | 0.00115 | 24 | 0.2 | Null | Null | Null | Null | Null | Null | Null | Null | Null
0.05737 | 7 | 0.00115 | 24 | 0.3 | Null | Null | Null | Null | Null | Null | Null | Null | Null
0.05737 | 7 | 0.00115 | 24 | 0.4 | Null | Null | Null | Null | Null | Null | Null | Null | Null
0.05737 | 7 | 0.00115 | 24 | 0.5 | Null | Null | Null | Null | Null | Null | Null | Null | Null
0.05737 | 7 | 0.00115 | 24 | 0.6 | Null | Null | Null | Null | Null | Null | Null | Null | Null
0.05737 | 7 | 0.00115 | 24 | 0.7 | Null | Null | Null | Null | Null | Null | Null | Null | Null
0.05737 | 7 | 0.00115 | 24 | 0.8 | Null | Null | Null | Null | Null | Null | Null | Null | Null
0.05737 | 7 | 0.00115 | 24 | 0.9 | Null | Null | Null | Null | Null | Null | Null | Null | Null
0.05737 | 7 | 0.00115 | 24 | 1 | Null | Null | Null | Null | Null | Null | Null | Null | Null
0.05737 | 7 | 0.00115 | 27 | 0.15 | Null | Null | Null | Null | Null | Null | Null | Null | Null
0.05737 | 7 | 0.00115 | 27 | 0.2 | Null | Null | Null | Null | Null | Null | Null | Null | Null
0.05737 | 7 | 0.00115 | 27 | 0.3 | Null | Null | Null | Null | Null | Null | Null | Null | Null
0.05737 | 7 | 0.00115 | 27 | 0.4 | Null | Null | Null | Null | Null | Null | Null | Null | Null
0.05737 | 7 | 0.00115 | 27 | 0.5 | Null | Null | Null | Null | Null | Null | Null | Null | Null
0.05737 | 7 | 0.00115 | 27 | 0.6 | Null | Null | Null | Null | Null | Null | Null | Null | Null
0.05737 | 7 | 0.00115 | 27 | 0.7 | Null | Null | Null | Null | Null | Null | Null | Null | Null
0.05737 | 7 | 0.00115 | 27 | 0.8 | Null | Null | Null | Null | Null | Null | Null | Null | Null
0.05737 | 7 | 0.00115 | 27 | 0.9 | Null | Null | Null | Null | Null | Null | Null | Null | Null
0.05737 | 7 | 0.00115 | 27 | 1 | Null | Null | Null | Null | Null | Null | Null | Null | Null
0.05737 | 7 | 0.00115 | 30 | 0.15 | Null | Null | Null | Null | Null | Null | Null | Null | Null
0.05737 | 7 | 0.00115 | 30 | 0.2 | Null | Null | Null | Null | Null | Null | Null | Null | Null
0.05737 | 7 | 0.00115 | 30 | 0.3 | Null | Null | Null | Null | Null | Null | Null | Null | Null
0.05737 | 7 | 0.00115 | 30 | 0.4 | Null | Null | Null | Null | Null | Null | Null | Null | Null
0.05737 | 7 | 0.00115 | 30 | 0.5 | Null | Null | Null | Null | Null | Null | Null | Null | Null
0.05737 | 7 | 0.00115 | 30 | 0.6 | Null | Null | Null | Null | Null | Null | Null | Null | Null
0.05737 | 7 | 0.00115 | 30 | 0.7 | Null | Null | Null | Null | Null | Null | Null | Null | Null
0.05737 | 7 | 0.00115 | 30 | 0.8 | Null | Null | Null | Null | Null | Null | Null | Null | Null
0.05737 | 7 | 0.00115 | 30 | 0.9 | Null | Null | Null | Null | Null | Null | Null | Null | Null
0.05737 | 7 | 0.00115 | 30 | 1 | Null | Null | Null | Null | Null | Null | Null | Null | Null
0.05737 | 7 | 0.077 | 10.5 | 0.15 | Null | Null | Null | Null | Null | Null | Null | Null | Null
0.05737 | 7 | 0.077 | 10.5 | 0.2 | Null | Null | Null | Null | Null | Null | Null | Null | Null
0.05737 | 7 | 0.077 | 10.5 | 0.3 | Null | Null | Null | Null | Null | Null | Null | Null | Null
0.05737 | 7 | 0.077 | 10.5 | 0.4 | Null | Null | Null | Null | Null | Null | Null | Null | Null
0.05737 | 7 | 0.077 | 10.5 | 0.5 | Null | Null | Null | Null | Null | Null | Null | Null | Null
0.05737 | 7 | 0.077 | 10.5 | 0.6 | Null | Null | Null | Null | Null | Null | Null | Null | Null
0.05737 | 7 | 0.077 | 10.5 | 0.7 | Null | Null | Null | Null | Null | Null | Null | Null | Null
0.05737 | 7 | 0.077 | 10.5 | 0.8 | Null | Null | Null | Null | Null | Null | Null | Null | Null
0.05737 | 7 | 0.077 | 10.5 | 0.9 | Null | Null | Null | Null | Null | Null | Null | Null | Null
0.05737 | 7 | 0.077 | 10.5 | 1 | Null | Null | Null | Null | Null | Null | Null | Null | Null
0.05737 | 7 | 0.077 | 11 | 0.15 | Null | Null | Null | Null | Null | Null | Null | Null | Null
0.05737 | 7 | 0.077 | 11 | 0.2 | Null | Null | Null | Null | Null | Null | Null | Null | Null
0.05737 | 7 | 0.077 | 11 | 0.3 | Null | Null | Null | Null | Null | Null | Null | Null | Null
0.05737 | 7 | 0.077 | 11 | 0.4 | Null | Null | Null | Null | Null | Null | Null | Null | Null
0.05737 | 7 | 0.077 | 11 | 0.5 | Null | Null | Null | Null | Null | Null | Null | Null | Null
0.05737 | 7 | 0.077 | 11 | 0.6 | Null | Null | Null | Null | Null | Null | Null | Null | Null
0.05737 | 7 | 0.077 | 11 | 0.7 | Null | Null | Null | Null | Null | Null | Null | Null | Null
0.05737 | 7 | 0.077 | 11 | 0.8 | Null | Null | Null | Null | Null | Null | Null | Null | Null
0.05737 | 7 | 0.077 | 11 | 0.9 | Null | Null | Null | Null | Null | Null | Null | Null | Null
0.05737 | 7 | 0.077 | 11 | 1 | Null | Null | Null | Null | Null | Null | Null | Null | Null
0.05737 | 7 | 0.077 | 11.5 | 0.15 | Null | Null | Null | Null | Null | Null | Null | Null | Null
0.05737 | 7 | 0.077 | 11.5 | 0.2 | Null | Null | Null | Null | Null | Null | Null | Null | Null
0.05737 | 7 | 0.077 | 11.5 | 0.3 | Null | Null | Null | Null | Null | Null | Null | Null | Null
0.05737 | 7 | 0.077 | 11.5 | 0.4 | Null | Null | Null | Null | Null | Null | Null | Null | Null
0.05737 | 7 | 0.077 | 11.5 | 0.5 | Null | Null | Null | Null | Null | Null | Null | Null | Null
0.05737 | 7 | 0.077 | 11.5 | 0.6 | Null | Null | Null | Null | Null | Null | Null | Null | Null
0.05737 | 7 | 0.077 | 11.5 | 0.7 | Null | Null | Null | Null | Null | Null | Null | Null | Null
0.05737 | 7 | 0.077 | 11.5 | 0.8 | Null | Null | Null | Null | Null | Null | Null | Null | Null
0.05737 | 7 | 0.077 | 11.5 | 0.9 | Null | Null | Null | Null | Null | Null | Null | Null | Null
0.05737 | 7 | 0.077 | 11.5 | 1 | Null | Null | Null | Null | Null | Null | Null | Null | Null
0.05737 | 7 | 0.077 | 12 | 0.15 | Null | Null | Null | Null | Null | Null | Null | Null | Null
0.05737 | 7 | 0.077 | 12 | 0.2 | Null | Null | Null | Null | Null | Null | Null | Null | Null
0.05737 | 7 | 0.077 | 12 | 0.3 | Null | Null | Null | Null | Null | Null | Null | Null | Null
0.05737 | 7 | 0.077 | 12 | 0.4 | Null | Null | Null | Null | Null | Null | Null | Null | Null
0.05737 | 7 | 0.077 | 12 | 0.5 | Null | Null | Null | Null | Null | Null | Null | Null | Null
0.05737 | 7 | 0.077 | 12 | 0.6 | Null | Null | Null | Null | Null | Null | Null | Null | Null
0.05737 | 7 | 0.077 | 12 | 0.7 | Null | Null | Null | Null | Null | Null | Null | Null | Null
0.05737 | 7 | 0.077 | 12 | 0.8 | Null | Null | Null | Null | Null | Null | Null | Null | Null
0.05737 | 7 | 0.077 | 12 | 0.9 | Null | Null | Null | Null | Null | Null | Null | Null | Null
0.05737 | 7 | 0.077 | 12 | 1 | Null | Null | Null | Null | Null | Null | Null | Null | Null
0.05737 | 7 | 0.077 | 12.5 | 0.15 | Null | Null | Null | Null | Null | Null | Null | Null | Null
0.05737 | 7 | 0.077 | 12.5 | 0.2 | Null | Null | Null | Null | Null | Null | Null | Null | Null
0.05737 | 7 | 0.077 | 12.5 | 0.3 | Null | Null | Null | Null | Null | Null | Null | Null | Null
0.05737 | 7 | 0.077 | 12.5 | 0.4 | Null | Null | Null | Null | Null | Null | Null | Null | Null
0.05737 | 7 | 0.077 | 12.5 | 0.5 | Null | Null | Null | Null | Null | Null | Null | Null | Null
0.05737 | 7 | 0.077 | 12.5 | 0.6 | Null | Null | Null | Null | Null | Null | Null | Null | Null
0.05737 | 7 | 0.077 | 12.5 | 0.7 | Null | Null | Null | Null | Null | Null | Null | Null | Null
0.05737 | 7 | 0.077 | 12.5 | 0.8 | Null | Null | Null | Null | Null | Null | Null | Null | Null
0.05737 | 7 | 0.077 | 12.5 | 0.9 | Null | Null | Null | Null | Null | Null | Null | Null | Null
0.05737 | 7 | 0.077 | 12.5 | 1 | Null | Null | Null | Null | Null | Null | Null | Null | Null
0.05737 | 7 | 0.077 | 13 | 0.15 | Null | Null | Null | Null | Null | Null | Null | Null | Null
0.05737 | 7 | 0.077 | 13 | 0.2 | Null | Null | Null | Null | Null | Null | Null | Null | Null
0.05737 | 7 | 0.077 | 13 | 0.3 | Null | Null | Null | Null | Null | Null | Null | Null | Null
0.05737 | 7 | 0.077 | 13 | 0.4 | Null | Null | Null | Null | Null | Null | Null | Null | Null
0.05737 | 7 | 0.077 | 13 | 0.5 | Null | Null | Null | Null | Null | Null | Null | Null | Null
0.05737 | 7 | 0.077 | 13 | 0.6 | Null | Null | Null | Null | Null | Null | Null | Null | Null
0.05737 | 7 | 0.077 | 13 | 0.7 | Null | Null | Null | Null | Null | Null | Null | Null | Null
0.05737 | 7 | 0.077 | 13 | 0.8 | Null | Null | Null | Null | Null | Null | Null | Null | Null
0.05737 | 7 | 0.077 | 13 | 0.9 | Null | Null | Null | Null | Null | Null | Null | Null | Null
0.05737 | 7 | 0.077 | 13 | 1 | Null | Null | Null | Null | Null | Null | Null | Null | Null
0.05737 | 7 | 0.077 | 13.5 | 0.15 | Null | Null | Null | Null | Null | Null | Null | Null | Null
0.05737 | 7 | 0.077 | 13.5 | 0.2 | Null | Null | Null | Null | Null | Null | Null | Null | Null
0.05737 | 7 | 0.077 | 13.5 | 0.3 | Null | Null | Null | Null | Null | Null | Null | Null | Null
0.05737 | 7 | 0.077 | 13.5 | 0.4 | Null | Null | Null | Null | Null | Null | Null | Null | Null
0.05737 | 7 | 0.077 | 13.5 | 0.5 | Null | Null | Null | Null | Null | Null | Null | Null | Null
0.05737 | 7 | 0.077 | 13.5 | 0.6 | Null | Null | Null | Null | Null | Null | Null | Null | Null
0.05737 | 7 | 0.077 | 13.5 | 0.7 | Null | Null | Null | Null | Null | Null | Null | Null | Null
0.05737 | 7 | 0.077 | 13.5 | 0.8 | Null | Null | Null | Null | Null | Null | Null | Null | Null
0.05737 | 7 | 0.077 | 13.5 | 0.9 | Null | Null | Null | Null | Null | Null | Null | Null | Null
0.05737 | 7 | 0.077 | 13.5 | 1 | Null | Null | Null | Null | Null | Null | Null | Null | Null
0.05737 | 7 | 0.077 | 14 | 0.15 | Null | Null | Null | Null | Null | Null | Null | Null | Null
0.05737 | 7 | 0.077 | 14 | 0.2 | Null | Null | Null | Null | Null | Null | Null | Null | Null
0.05737 | 7 | 0.077 | 14 | 0.3 | Null | Null | Null | Null | Null | Null | Null | Null | Null
0.05737 | 7 | 0.077 | 14 | 0.4 | Null | Null | Null | Null | Null | Null | Null | Null | Null
0.05737 | 7 | 0.077 | 14 | 0.5 | Null | Null | Null | Null | Null | Null | Null | Null | Null
0.05737 | 7 | 0.077 | 14 | 0.6 | Null | Null | Null | Null | Null | Null | Null | Null | Null
0.05737 | 7 | 0.077 | 14 | 0.7 | Null | Null | Null | Null | Null | Null | Null | Null | Null
0.05737 | 7 | 0.077 | 14 | 0.8 | Null | Null | Null | Null | Null | Null | Null | Null | Null
0.05737 | 7 | 0.077 | 14 | 0.9 | Null | Null | Null | Null | Null | Null | Null | Null | Null
0.05737 | 7 | 0.077 | 14 | 1 | Null | Null | Null | Null | Null | Null | Null | Null | Null
0.05737 | 7 | 0.077 | 14.5 | 0.15 | Null | Null | Null | Null | Null | Null | Null | Null | Null
0.05737 | 7 | 0.077 | 14.5 | 0.2 | Null | Null | Null | Null | Null | Null | Null | Null | Null
0.05737 | 7 | 0.077 | 14.5 | 0.3 | Null | Null | Null | Null | Null | Null | Null | Null | Null
0.05737 | 7 | 0.077 | 14.5 | 0.4 | Null | Null | Null | Null | Null | Null | Null | Null | Null
0.05737 | 7 | 0.077 | 14.5 | 0.5 | Null | Null | Null | Null | Null | Null | Null | Null | Null
0.05737 | 7 | 0.077 | 14.5 | 0.6 | Null | Null | Null | Null | Null | Null | Null | Null | Null
0.05737 | 7 | 0.077 | 14.5 | 0.7 | Null | Null | Null | Null | Null | Null | Null | Null | Null
0.05737 | 7 | 0.077 | 14.5 | 0.8 | Null | Null | Null | Null | Null | Null | Null | Null | Null
0.05737 | 7 | 0.077 | 14.5 | 0.9 | Null | Null | Null | Null | Null | Null | Null | Null | Null
0.05737 | 7 | 0.077 | 14.5 | 1 | Null | Null | Null | Null | Null | Null | Null | Null | Null
0.05737 | 7 | 0.077 | 15 | 0.15 | Null | Null | Null | Null | Null | Null | Null | Null | Null
0.05737 | 7 | 0.077 | 15 | 0.2 | Null | Null | Null | Null | Null | Null | Null | Null | Null
0.05737 | 7 | 0.077 | 15 | 0.3 | Null | Null | Null | Null | Null | Null | Null | Null | Null
0.05737 | 7 | 0.077 | 15 | 0.4 | Null | Null | Null | Null | Null | Null | Null | Null | Null
0.05737 | 7 | 0.077 | 15 | 0.5 | Null | Null | Null | Null | Null | Null | Null | Null | Null
0.05737 | 7 | 0.077 | 15 | 0.6 | Null | Null | Null | Null | Null | Null | Null | Null | Null
0.05737 | 7 | 0.077 | 15 | 0.7 | Null | Null | Null | Null | Null | Null | Null | Null | Null
0.05737 | 7 | 0.077 | 15 | 0.8 | Null | Null | Null | Null | Null | Null | Null | Null | Null
0.05737 | 7 | 0.077 | 15 | 0.9 | Null | Null | Null | Null | Null | Null | Null | Null | Null
0.05737 | 7 | 0.077 | 15 | 1 | Null | Null | Null | Null | Null | Null | Null | Null | Null
0.05737 | 7 | 0.077 | 15.5 | 0.15 | Null | Null | Null | Null | Null | Null | Null | Null | Null
0.05737 | 7 | 0.077 | 15.5 | 0.2 | Null | Null | Null | Null | Null | Null | Null | Null | Null
0.05737 | 7 | 0.077 | 15.5 | 0.3 | Null | Null | Null | Null | Null | Null | Null | Null | Null
0.05737 | 7 | 0.077 | 15.5 | 0.4 | Null | Null | Null | Null | Null | Null | Null | Null | Null
0.05737 | 7 | 0.077 | 15.5 | 0.5 | Null | Null | Null | Null | Null | Null | Null | Null | Null
0.05737 | 7 | 0.077 | 15.5 | 0.6 | Null | Null | Null | Null | Null | Null | Null | Null | Null
0.05737 | 7 | 0.077 | 15.5 | 0.7 | Null | Null | Null | Null | Null | Null | Null | Null | Null
0.05737 | 7 | 0.077 | 15.5 | 0.8 | Null | Null | Null | Null | Null | Null | Null | Null | Null
0.05737 | 7 | 0.077 | 15.5 | 0.9 | Null | Null | Null | Null | Null | Null | Null | Null | Null
0.05737 | 7 | 0.077 | 15.5 | 1 | Null | Null | Null | Null | Null | Null | Null | Null | Null
0.05737 | 7 | 0.077 | 16 | 0.15 | Null | Null | Null | Null | Null | Null | Null | Null | Null
0.05737 | 7 | 0.077 | 16 | 0.2 | Null | Null | Null | Null | Null | Null | Null | Null | Null
0.05737 | 7 | 0.077 | 16 | 0.3 | Null | Null | Null | Null | Null | Null | Null | Null | Null
0.05737 | 7 | 0.077 | 16 | 0.4 | Null | Null | Null | Null | Null | Null | Null | Null | Null
0.05737 | 7 | 0.077 | 16 | 0.5 | Null | Null | Null | Null | Null | Null | Null | Null | Null
0.05737 | 7 | 0.077 | 16 | 0.6 | Null | Null | Null | Null | Null | Null | Null | Null | Null
0.05737 | 7 | 0.077 | 16 | 0.7 | Null | Null | Null | Null | Null | Null | Null | Null | Null
0.05737 | 7 | 0.077 | 16 | 0.8 | Null | Null | Null | Null | Null | Null | Null | Null | Null
0.05737 | 7 | 0.077 | 16 | 0.9 | Null | Null | Null | Null | Null | Null | Null | Null | Null
0.05737 | 7 | 0.077 | 16 | 1 | Null | Null | Null | Null | Null | Null | Null | Null | Null
0.05737 | 7 | 0.077 | 16.5 | 0.15 | Null | Null | Null | Null | Null | Null | Null | Null | Null
0.05737 | 7 | 0.077 | 16.5 | 0.2 | Null | Null | Null | Null | Null | Null | Null | Null | Null
0.05737 | 7 | 0.077 | 16.5 | 0.3 | Null | Null | Null | Null | Null | Null | Null | Null | Null
0.05737 | 7 | 0.077 | 16.5 | 0.4 | Null | Null | Null | Null | Null | Null | Null | Null | Null
0.05737 | 7 | 0.077 | 16.5 | 0.5 | Null | Null | Null | Null | Null | Null | Null | Null | Null
0.05737 | 7 | 0.077 | 16.5 | 0.6 | Null | Null | Null | Null | Null | Null | Null | Null | Null
0.05737 | 7 | 0.077 | 16.5 | 0.7 | Null | Null | Null | Null | Null | Null | Null | Null | Null
0.05737 | 7 | 0.077 | 16.5 | 0.8 | Null | Null | Null | Null | Null | Null | Null | Null | Null
0.05737 | 7 | 0.077 | 16.5 | 0.9 | Null | Null | Null | Null | Null | Null | Null | Null | Null
0.05737 | 7 | 0.077 | 16.5 | 1 | Null | Null | Null | Null | Null | Null | Null | Null | Null
0.05737 | 7 | 0.077 | 17 | 0.15 | Null | Null | Null | Null | Null | Null | Null | Null | Null
0.05737 | 7 | 0.077 | 17 | 0.2 | Null | Null | Null | Null | Null | Null | Null | Null | Null
0.05737 | 7 | 0.077 | 17 | 0.3 | Null | Null | Null | Null | Null | Null | Null | Null | Null
0.05737 | 7 | 0.077 | 17 | 0.4 | Null | Null | Null | Null | Null | Null | Null | Null | Null
0.05737 | 7 | 0.077 | 17 | 0.5 | Null | Null | Null | Null | Null | Null | Null | Null | Null
0.05737 | 7 | 0.077 | 17 | 0.6 | Null | Null | Null | Null | Null | Null | Null | Null | Null
0.05737 | 7 | 0.077 | 17 | 0.7 | Null | Null | Null | Null | Null | Null | Null | Null | Null
0.05737 | 7 | 0.077 | 17 | 0.8 | Null | Null | Null | Null | Null | Null | Null | Null | Null
0.05737 | 7 | 0.077 | 17 | 0.9 | Null | Null | Null | Null | Null | Null | Null | Null | Null
0.05737 | 7 | 0.077 | 17 | 1 | Null | Null | Null | Null | Null | Null | Null | Null | Null
0.05737 | 7 | 0.077 | 17.5 | 0.15 | Null | Null | Null | Null | Null | Null | Null | Null | Null
0.05737 | 7 | 0.077 | 17.5 | 0.2 | Null | Null | Null | Null | Null | Null | Null | Null | Null
0.05737 | 7 | 0.077 | 17.5 | 0.3 | Null | Null | Null | Null | Null | Null | Null | Null | Null
0.05737 | 7 | 0.077 | 17.5 | 0.4 | Null | Null | Null | Null | Null | Null | Null | Null | Null
0.05737 | 7 | 0.077 | 17.5 | 0.5 | Null | Null | Null | Null | Null | Null | Null | Null | Null
0.05737 | 7 | 0.077 | 17.5 | 0.6 | Null | Null | Null | Null | Null | Null | Null | Null | Null
0.05737 | 7 | 0.077 | 17.5 | 0.7 | Null | Null | Null | Null | Null | Null | Null | Null | Null
0.05737 | 7 | 0.077 | 17.5 | 0.8 | Null | Null | Null | Null | Null | Null | Null | Null | Null
0.05737 | 7 | 0.077 | 17.5 | 0.9 | Null | Null | Null | Null | Null | Null | Null | Null | Null
0.05737 | 7 | 0.077 | 17.5 | 1 | Null | Null | Null | Null | Null | Null | Null | Null | Null
0.05737 | 7 | 0.077 | 18 | 0.15 | Null | Null | Null | Null | Null | Null | Null | Null | Null
0.05737 | 7 | 0.077 | 18 | 0.2 | Null | Null | Null | Null | Null | Null | Null | Null | Null
0.05737 | 7 | 0.077 | 18 | 0.3 | Null | Null | Null | Null | Null | Null | Null | Null | Null
0.05737 | 7 | 0.077 | 18 | 0.4 | Null | Null | Null | Null | Null | Null | Null | Null | Null
0.05737 | 7 | 0.077 | 18 | 0.5 | Null | Null | Null | Null | Null | Null | Null | Null | Null
0.05737 | 7 | 0.077 | 18 | 0.6 | Null | Null | Null | Null | Null | Null | Null | Null | Null
0.05737 | 7 | 0.077 | 18 | 0.7 | Null | Null | Null | Null | Null | Null | Null | Null | Null
0.05737 | 7 | 0.077 | 18 | 0.8 | Null | Null | Null | Null | Null | Null | Null | Null | Null
0.05737 | 7 | 0.077 | 18 | 0.9 | Null | Null | Null | Null | Null | Null | Null | Null | Null
0.05737 | 7 | 0.077 | 18 | 1 | Null | Null | Null | Null | Null | Null | Null | Null | Null
0.05737 | 7 | 0.077 | 21 | 0.15 | Null | Null | Null | Null | Null | Null | Null | Null | Null
0.05737 | 7 | 0.077 | 21 | 0.2 | Null | Null | Null | Null | Null | Null | Null | Null | Null
0.05737 | 7 | 0.077 | 21 | 0.3 | Null | Null | Null | Null | Null | Null | Null | Null | Null
0.05737 | 7 | 0.077 | 21 | 0.4 | Null | Null | Null | Null | Null | Null | Null | Null | Null
0.05737 | 7 | 0.077 | 21 | 0.5 | Null | Null | Null | Null | Null | Null | Null | Null | Null
0.05737 | 7 | 0.077 | 21 | 0.6 | Null | Null | Null | Null | Null | Null | Null | Null | Null
0.05737 | 7 | 0.077 | 21 | 0.7 | Null | Null | Null | Null | Null | Null | Null | Null | Null
0.05737 | 7 | 0.077 | 21 | 0.8 | Null | Null | Null | Null | Null | Null | Null | Null | Null
0.05737 | 7 | 0.077 | 21 | 0.9 | Null | Null | Null | Null | Null | Null | Null | Null | Null
0.05737 | 7 | 0.077 | 21 | 1 | Null | Null | Null | Null | Null | Null | Null | Null | Null
0.05737 | 7 | 0.077 | 24 | 0.15 | Null | Null | Null | Null | Null | Null | Null | Null | Null
0.05737 | 7 | 0.077 | 24 | 0.2 | Null | Null | Null | Null | Null | Null | Null | Null | Null
0.05737 | 7 | 0.077 | 24 | 0.3 | Null | Null | Null | Null | Null | Null | Null | Null | Null
0.05737 | 7 | 0.077 | 24 | 0.4 | Null | Null | Null | Null | Null | Null | Null | Null | Null
0.05737 | 7 | 0.077 | 24 | 0.5 | Null | Null | Null | Null | Null | Null | Null | Null | Null
0.05737 | 7 | 0.077 | 24 | 0.6 | Null | Null | Null | Null | Null | Null | Null | Null | Null
0.05737 | 7 | 0.077 | 24 | 0.7 | Null | Null | Null | Null | Null | Null | Null | Null | Null
0.05737 | 7 | 0.077 | 24 | 0.8 | Null | Null | Null | Null | Null | Null | Null | Null | Null
0.05737 | 7 | 0.077 | 24 | 0.9 | Null | Null | Null | Null | Null | Null | Null | Null | Null
0.05737 | 7 | 0.077 | 24 | 1 | Null | Null | Null | Null | Null | Null | Null | Null | Null
0.05737 | 7 | 0.077 | 27 | 0.15 | Null | Null | Null | Null | Null | Null | Null | Null | Null
0.05737 | 7 | 0.077 | 27 | 0.2 | Null | Null | Null | Null | Null | Null | Null | Null | Null
0.05737 | 7 | 0.077 | 27 | 0.3 | Null | Null | Null | Null | Null | Null | Null | Null | Null
0.05737 | 7 | 0.077 | 27 | 0.4 | Null | Null | Null | Null | Null | Null | Null | Null | Null
0.05737 | 7 | 0.077 | 27 | 0.5 | Null | Null | Null | Null | Null | Null | Null | Null | Null
0.05737 | 7 | 0.077 | 27 | 0.6 | Null | Null | Null | Null | Null | Null | Null | Null | Null
0.05737 | 7 | 0.077 | 27 | 0.7 | Null | Null | Null | Null | Null | Null | Null | Null | Null
0.05737 | 7 | 0.077 | 27 | 0.8 | Null | Null | Null | Null | Null | Null | Null | Null | Null
0.05737 | 7 | 0.077 | 27 | 0.9 | Null | Null | Null | Null | Null | Null | Null | Null | Null
0.05737 | 7 | 0.077 | 27 | 1 | Null | Null | Null | Null | Null | Null | Null | Null | Null
0.05737 | 7 | 0.077 | 30 | 0.15 | Null | Null | Null | Null | Null | Null | Null | Null | Null
0.05737 | 7 | 0.077 | 30 | 0.2 | Null | Null | Null | Null | Null | Null | Null | Null | Null
0.05737 | 7 | 0.077 | 30 | 0.3 | Null | Null | Null | Null | Null | Null | Null | Null | Null
0.05737 | 7 | 0.077 | 30 | 0.4 | Null | Null | Null | Null | Null | Null | Null | Null | Null
0.05737 | 7 | 0.077 | 30 | 0.5 | Null | Null | Null | Null | Null | Null | Null | Null | Null
0.05737 | 7 | 0.077 | 30 | 0.6 | Null | Null | Null | Null | Null | Null | Null | Null | Null
0.05737 | 7 | 0.077 | 30 | 0.7 | Null | Null | Null | Null | Null | Null | Null | Null | Null
0.05737 | 7 | 0.077 | 30 | 0.8 | Null | Null | Null | Null | Null | Null | Null | Null | Null
0.05737 | 7 | 0.077 | 30 | 0.9 | Null | Null | Null | Null | Null | Null | Null | Null | Null
0.05737 | 7 | 0.077 | 30 | 1 | Null | Null | Null | Null | Null | Null | Null | Null | Null
0.05737 | 7 | 0.09437 | 10.5 | 0.15 | Null | Null | Null | Null | Null | Null | Null | Null | Null
0.05737 | 7 | 0.09437 | 10.5 | 0.2 | Null | Null | Null | Null | Null | Null | Null | Null | Null
0.05737 | 7 | 0.09437 | 10.5 | 0.3 | Null | Null | Null | Null | Null | Null | Null | Null | Null
0.05737 | 7 | 0.09437 | 10.5 | 0.4 | Null | Null | Null | Null | Null | Null | Null | Null | Null
0.05737 | 7 | 0.09437 | 10.5 | 0.5 | Null | Null | Null | Null | Null | Null | Null | Null | Null
0.05737 | 7 | 0.09437 | 10.5 | 0.6 | Null | Null | Null | Null | Null | Null | Null | Null | Null
0.05737 | 7 | 0.09437 | 10.5 | 0.7 | Null | Null | Null | Null | Null | Null | Null | Null | Null
0.05737 | 7 | 0.09437 | 10.5 | 0.8 | Null | Null | Null | Null | Null | Null | Null | Null | Null
0.05737 | 7 | 0.09437 | 10.5 | 0.9 | Null | Null | Null | Null | Null | Null | Null | Null | Null
0.05737 | 7 | 0.09437 | 10.5 | 1 | Null | Null | Null | Null | Null | Null | Null | Null | Null
0.05737 | 7 | 0.09437 | 11 | 0.15 | Null | Null | Null | Null | Null | Null | Null | Null | Null
0.05737 | 7 | 0.09437 | 11 | 0.2 | Null | Null | Null | Null | Null | Null | Null | Null | Null
0.05737 | 7 | 0.09437 | 11 | 0.3 | Null | Null | Null | Null | Null | Null | Null | Null | Null
0.05737 | 7 | 0.09437 | 11 | 0.4 | Null | Null | Null | Null | Null | Null | Null | Null | Null
0.05737 | 7 | 0.09437 | 11 | 0.5 | Null | Null | Null | Null | Null | Null | Null | Null | Null
0.05737 | 7 | 0.09437 | 11 | 0.6 | Null | Null | Null | Null | Null | Null | Null | Null | Null
0.05737 | 7 | 0.09437 | 11 | 0.7 | Null | Null | Null | Null | Null | Null | Null | Null | Null
0.05737 | 7 | 0.09437 | 11 | 0.8 | Null | Null | Null | Null | Null | Null | Null | Null | Null
0.05737 | 7 | 0.09437 | 11 | 0.9 | Null | Null | Null | Null | Null | Null | Null | Null | Null
0.05737 | 7 | 0.09437 | 11 | 1 | Null | Null | Null | Null | Null | Null | Null | Null | Null
0.05737 | 7 | 0.09437 | 11.5 | 0.15 | Null | Null | Null | Null | Null | Null | Null | Null | Null
0.05737 | 7 | 0.09437 | 11.5 | 0.2 | Null | Null | Null | Null | Null | Null | Null | Null | Null
0.05737 | 7 | 0.09437 | 11.5 | 0.3 | Null | Null | Null | Null | Null | Null | Null | Null | Null
0.05737 | 7 | 0.09437 | 11.5 | 0.4 | Null | Null | Null | Null | Null | Null | Null | Null | Null
0.05737 | 7 | 0.09437 | 11.5 | 0.5 | Null | Null | Null | Null | Null | Null | Null | Null | Null
0.05737 | 7 | 0.09437 | 11.5 | 0.6 | Null | Null | Null | Null | Null | Null | Null | Null | Null
0.05737 | 7 | 0.09437 | 11.5 | 0.7 | Null | Null | Null | Null | Null | Null | Null | Null | Null
0.05737 | 7 | 0.09437 | 11.5 | 0.8 | Null | Null | Null | Null | Null | Null | Null | Null | Null
0.05737 | 7 | 0.09437 | 11.5 | 0.9 | Null | Null | Null | Null | Null | Null | Null | Null | Null
0.05737 | 7 | 0.09437 | 11.5 | 1 | Null | Null | Null | Null | Null | Null | Null | Null | Null
0.05737 | 7 | 0.09437 | 12 | 0.15 | Null | Null | Null | Null | Null | Null | Null | Null | Null
0.05737 | 7 | 0.09437 | 12 | 0.2 | Null | Null | Null | Null | Null | Null | Null | Null | Null
0.05737 | 7 | 0.09437 | 12 | 0.3 | Null | Null | Null | Null | Null | Null | Null | Null | Null
0.05737 | 7 | 0.09437 | 12 | 0.4 | Null | Null | Null | Null | Null | Null | Null | Null | Null
0.05737 | 7 | 0.09437 | 12 | 0.5 | Null | Null | Null | Null | Null | Null | Null | Null | Null
0.05737 | 7 | 0.09437 | 12 | 0.6 | Null | Null | Null | Null | Null | Null | Null | Null | Null
0.05737 | 7 | 0.09437 | 12 | 0.7 | Null | Null | Null | Null | Null | Null | Null | Null | Null
0.05737 | 7 | 0.09437 | 12 | 0.8 | Null | Null | Null | Null | Null | Null | Null | Null | Null
0.05737 | 7 | 0.09437 | 12 | 0.9 | Null | Null | Null | Null | Null | Null | Null | Null | Null
0.05737 | 7 | 0.09437 | 12 | 1 | Null | Null | Null | Null | Null | Null | Null | Null | Null
0.05737 | 7 | 0.09437 | 12.5 | 0.15 | Null | Null | Null | Null | Null | Null | Null | Null | Null
0.05737 | 7 | 0.09437 | 12.5 | 0.2 | Null | Null | Null | Null | Null | Null | Null | Null | Null
0.05737 | 7 | 0.09437 | 12.5 | 0.3 | Null | Null | Null | Null | Null | Null | Null | Null | Null
0.05737 | 7 | 0.09437 | 12.5 | 0.4 | Null | Null | Null | Null | Null | Null | Null | Null | Null
0.05737 | 7 | 0.09437 | 12.5 | 0.5 | Null | Null | Null | Null | Null | Null | Null | Null | Null
0.05737 | 7 | 0.09437 | 12.5 | 0.6 | Null | Null | Null | Null | Null | Null | Null | Null | Null
0.05737 | 7 | 0.09437 | 12.5 | 0.7 | Null | Null | Null | Null | Null | Null | Null | Null | Null
0.05737 | 7 | 0.09437 | 12.5 | 0.8 | Null | Null | Null | Null | Null | Null | Null | Null | Null
0.05737 | 7 | 0.09437 | 12.5 | 0.9 | Null | Null | Null | Null | Null | Null | Null | Null | Null
0.05737 | 7 | 0.09437 | 12.5 | 1 | Null | Null | Null | Null | Null | Null | Null | Null | Null
0.05737 | 7 | 0.09437 | 13 | 0.15 | Null | Null | Null | Null | Null | Null | Null | Null | Null
0.05737 | 7 | 0.09437 | 13 | 0.2 | Null | Null | Null | Null | Null | Null | Null | Null | Null
0.05737 | 7 | 0.09437 | 13 | 0.3 | Null | Null | Null | Null | Null | Null | Null | Null | Null
0.05737 | 7 | 0.09437 | 13 | 0.4 | Null | Null | Null | Null | Null | Null | Null | Null | Null
0.05737 | 7 | 0.09437 | 13 | 0.5 | Null | Null | Null | Null | Null | Null | Null | Null | Null
0.05737 | 7 | 0.09437 | 13 | 0.6 | Null | Null | Null | Null | Null | Null | Null | Null | Null
0.05737 | 7 | 0.09437 | 13 | 0.7 | Null | Null | Null | Null | Null | Null | Null | Null | Null
0.05737 | 7 | 0.09437 | 13 | 0.8 | Null | Null | Null | Null | Null | Null | Null | Null | Null
0.05737 | 7 | 0.09437 | 13 | 0.9 | Null | Null | Null | Null | Null | Null | Null | Null | Null
0.05737 | 7 | 0.09437 | 13 | 1 | Null | Null | Null | Null | Null | Null | Null | Null | Null
0.05737 | 7 | 0.09437 | 13.5 | 0.15 | Null | Null | Null | Null | Null | Null | Null | Null | Null
0.05737 | 7 | 0.09437 | 13.5 | 0.2 | Null | Null | Null | Null | Null | Null | Null | Null | Null
0.05737 | 7 | 0.09437 | 13.5 | 0.3 | Null | Null | Null | Null | Null | Null | Null | Null | Null
0.05737 | 7 | 0.09437 | 13.5 | 0.4 | Null | Null | Null | Null | Null | Null | Null | Null | Null
0.05737 | 7 | 0.09437 | 13.5 | 0.5 | Null | Null | Null | Null | Null | Null | Null | Null | Null
0.05737 | 7 | 0.09437 | 13.5 | 0.6 | Null | Null | Null | Null | Null | Null | Null | Null | Null
0.05737 | 7 | 0.09437 | 13.5 | 0.7 | Null | Null | Null | Null | Null | Null | Null | Null | Null
0.05737 | 7 | 0.09437 | 13.5 | 0.8 | Null | Null | Null | Null | Null | Null | Null | Null | Null
0.05737 | 7 | 0.09437 | 13.5 | 0.9 | Null | Null | Null | Null | Null | Null | Null | Null | Null
0.05737 | 7 | 0.09437 | 13.5 | 1 | Null | Null | Null | Null | Null | Null | Null | Null | Null
0.05737 | 7 | 0.09437 | 14 | 0.15 | Null | Null | Null | Null | Null | Null | Null | Null | Null
0.05737 | 7 | 0.09437 | 14 | 0.2 | Null | Null | Null | Null | Null | Null | Null | Null | Null
0.05737 | 7 | 0.09437 | 14 | 0.3 | Null | Null | Null | Null | Null | Null | Null | Null | Null
0.05737 | 7 | 0.09437 | 14 | 0.4 | Null | Null | Null | Null | Null | Null | Null | Null | Null
0.05737 | 7 | 0.09437 | 14 | 0.5 | Null | Null | Null | Null | Null | Null | Null | Null | Null
0.05737 | 7 | 0.09437 | 14 | 0.6 | Null | Null | Null | Null | Null | Null | Null | Null | Null
0.05737 | 7 | 0.09437 | 14 | 0.7 | Null | Null | Null | Null | Null | Null | Null | Null | Null
0.05737 | 7 | 0.09437 | 14 | 0.8 | Null | Null | Null | Null | Null | Null | Null | Null | Null
0.05737 | 7 | 0.09437 | 14 | 0.9 | Null | Null | Null | Null | Null | Null | Null | Null | Null
0.05737 | 7 | 0.09437 | 14 | 1 | Null | Null | Null | Null | Null | Null | Null | Null | Null
0.05737 | 7 | 0.09437 | 14.5 | 0.15 | Null | Null | Null | Null | Null | Null | Null | Null | Null
0.05737 | 7 | 0.09437 | 14.5 | 0.2 | Null | Null | Null | Null | Null | Null | Null | Null | Null
0.05737 | 7 | 0.09437 | 14.5 | 0.3 | Null | Null | Null | Null | Null | Null | Null | Null | Null
0.05737 | 7 | 0.09437 | 14.5 | 0.4 | Null | Null | Null | Null | Null | Null | Null | Null | Null
0.05737 | 7 | 0.09437 | 14.5 | 0.5 | Null | Null | Null | Null | Null | Null | Null | Null | Null
0.05737 | 7 | 0.09437 | 14.5 | 0.6 | Null | Null | Null | Null | Null | Null | Null | Null | Null
0.05737 | 7 | 0.09437 | 14.5 | 0.7 | Null | Null | Null | Null | Null | Null | Null | Null | Null
0.05737 | 7 | 0.09437 | 14.5 | 0.8 | Null | Null | Null | Null | Null | Null | Null | Null | Null
0.05737 | 7 | 0.09437 | 14.5 | 0.9 | Null | Null | Null | Null | Null | Null | Null | Null | Null
0.05737 | 7 | 0.09437 | 14.5 | 1 | Null | Null | Null | Null | Null | Null | Null | Null | Null
0.05737 | 7 | 0.09437 | 15 | 0.15 | Null | Null | Null | Null | Null | Null | Null | Null | Null
0.05737 | 7 | 0.09437 | 15 | 0.2 | Null | Null | Null | Null | Null | Null | Null | Null | Null
0.05737 | 7 | 0.09437 | 15 | 0.3 | Null | Null | Null | Null | Null | Null | Null | Null | Null
0.05737 | 7 | 0.09437 | 15 | 0.4 | Null | Null | Null | Null | Null | Null | Null | Null | Null
0.05737 | 7 | 0.09437 | 15 | 0.5 | Null | Null | Null | Null | Null | Null | Null | Null | Null
0.05737 | 7 | 0.09437 | 15 | 0.6 | Null | Null | Null | Null | Null | Null | Null | Null | Null
0.05737 | 7 | 0.09437 | 15 | 0.7 | Null | Null | Null | Null | Null | Null | Null | Null | Null
0.05737 | 7 | 0.09437 | 15 | 0.8 | Null | Null | Null | Null | Null | Null | Null | Null | Null
0.05737 | 7 | 0.09437 | 15 | 0.9 | Null | Null | Null | Null | Null | Null | Null | Null | Null
0.05737 | 7 | 0.09437 | 15 | 1 | Null | Null | Null | Null | Null | Null | Null | Null | Null
0.05737 | 7 | 0.09437 | 15.5 | 0.15 | Null | Null | Null | Null | Null | Null | Null | Null | Null
0.05737 | 7 | 0.09437 | 15.5 | 0.2 | Null | Null | Null | Null | Null | Null | Null | Null | Null
0.05737 | 7 | 0.09437 | 15.5 | 0.3 | Null | Null | Null | Null | Null | Null | Null | Null | Null
0.05737 | 7 | 0.09437 | 15.5 | 0.4 | Null | Null | Null | Null | Null | Null | Null | Null | Null
0.05737 | 7 | 0.09437 | 15.5 | 0.5 | Null | Null | Null | Null | Null | Null | Null | Null | Null
0.05737 | 7 | 0.09437 | 15.5 | 0.6 | Null | Null | Null | Null | Null | Null | Null | Null | Null
0.05737 | 7 | 0.09437 | 15.5 | 0.7 | Null | Null | Null | Null | Null | Null | Null | Null | Null
0.05737 | 7 | 0.09437 | 15.5 | 0.8 | Null | Null | Null | Null | Null | Null | Null | Null | Null
0.05737 | 7 | 0.09437 | 15.5 | 0.9 | Null | Null | Null | Null | Null | Null | Null | Null | Null
0.05737 | 7 | 0.09437 | 15.5 | 1 | Null | Null | Null | Null | Null | Null | Null | Null | Null
0.05737 | 7 | 0.09437 | 16 | 0.15 | Null | Null | Null | Null | Null | Null | Null | Null | Null
0.05737 | 7 | 0.09437 | 16 | 0.2 | Null | Null | Null | Null | Null | Null | Null | Null | Null
0.05737 | 7 | 0.09437 | 16 | 0.3 | Null | Null | Null | Null | Null | Null | Null | Null | Null
0.05737 | 7 | 0.09437 | 16 | 0.4 | Null | Null | Null | Null | Null | Null | Null | Null | Null
0.05737 | 7 | 0.09437 | 16 | 0.5 | Null | Null | Null | Null | Null | Null | Null | Null | Null
0.05737 | 7 | 0.09437 | 16 | 0.6 | Null | Null | Null | Null | Null | Null | Null | Null | Null
0.05737 | 7 | 0.09437 | 16 | 0.7 | Null | Null | Null | Null | Null | Null | Null | Null | Null
0.05737 | 7 | 0.09437 | 16 | 0.8 | Null | Null | Null | Null | Null | Null | Null | Null | Null
0.05737 | 7 | 0.09437 | 16 | 0.9 | Null | Null | Null | Null | Null | Null | Null | Null | Null
0.05737 | 7 | 0.09437 | 16 | 1 | Null | Null | Null | Null | Null | Null | Null | Null | Null
0.05737 | 7 | 0.09437 | 16.5 | 0.15 | Null | Null | Null | Null | Null | Null | Null | Null | Null
0.05737 | 7 | 0.09437 | 16.5 | 0.2 | Null | Null | Null | Null | Null | Null | Null | Null | Null
0.05737 | 7 | 0.09437 | 16.5 | 0.3 | Null | Null | Null | Null | Null | Null | Null | Null | Null
0.05737 | 7 | 0.09437 | 16.5 | 0.4 | Null | Null | Null | Null | Null | Null | Null | Null | Null
0.05737 | 7 | 0.09437 | 16.5 | 0.5 | Null | Null | Null | Null | Null | Null | Null | Null | Null
0.05737 | 7 | 0.09437 | 16.5 | 0.6 | Null | Null | Null | Null | Null | Null | Null | Null | Null
0.05737 | 7 | 0.09437 | 16.5 | 0.7 | Null | Null | Null | Null | Null | Null | Null | Null | Null
0.05737 | 7 | 0.09437 | 16.5 | 0.8 | Null | Null | Null | Null | Null | Null | Null | Null | Null
0.05737 | 7 | 0.09437 | 16.5 | 0.9 | Null | Null | Null | Null | Null | Null | Null | Null | Null
0.05737 | 7 | 0.09437 | 16.5 | 1 | Null | Null | Null | Null | Null | Null | Null | Null | Null
0.05737 | 7 | 0.09437 | 17 | 0.15 | Null | Null | Null | Null | Null | Null | Null | Null | Null
0.05737 | 7 | 0.09437 | 17 | 0.2 | Null | Null | Null | Null | Null | Null | Null | Null | Null
0.05737 | 7 | 0.09437 | 17 | 0.3 | Null | Null | Null | Null | Null | Null | Null | Null | Null
0.05737 | 7 | 0.09437 | 17 | 0.4 | Null | Null | Null | Null | Null | Null | Null | Null | Null
0.05737 | 7 | 0.09437 | 17 | 0.5 | Null | Null | Null | Null | Null | Null | Null | Null | Null
0.05737 | 7 | 0.09437 | 17 | 0.6 | Null | Null | Null | Null | Null | Null | Null | Null | Null
0.05737 | 7 | 0.09437 | 17 | 0.7 | Null | Null | Null | Null | Null | Null | Null | Null | Null
0.05737 | 7 | 0.09437 | 17 | 0.8 | Null | Null | Null | Null | Null | Null | Null | Null | Null
0.05737 | 7 | 0.09437 | 17 | 0.9 | Null | Null | Null | Null | Null | Null | Null | Null | Null
0.05737 | 7 | 0.09437 | 17 | 1 | Null | Null | Null | Null | Null | Null | Null | Null | Null
0.05737 | 7 | 0.09437 | 17.5 | 0.15 | Null | Null | Null | Null | Null | Null | Null | Null | Null
0.05737 | 7 | 0.09437 | 17.5 | 0.2 | Null | Null | Null | Null | Null | Null | Null | Null | Null
0.05737 | 7 | 0.09437 | 17.5 | 0.3 | Null | Null | Null | Null | Null | Null | Null | Null | Null
0.05737 | 7 | 0.09437 | 17.5 | 0.4 | Null | Null | Null | Null | Null | Null | Null | Null | Null
0.05737 | 7 | 0.09437 | 17.5 | 0.5 | Null | Null | Null | Null | Null | Null | Null | Null | Null
0.05737 | 7 | 0.09437 | 17.5 | 0.6 | Null | Null | Null | Null | Null | Null | Null | Null | Null
0.05737 | 7 | 0.09437 | 17.5 | 0.7 | Null | Null | Null | Null | Null | Null | Null | Null | Null
0.05737 | 7 | 0.09437 | 17.5 | 0.8 | Null | Null | Null | Null | Null | Null | Null | Null | Null
0.05737 | 7 | 0.09437 | 17.5 | 0.9 | Null | Null | Null | Null | Null | Null | Null | Null | Null
0.05737 | 7 | 0.09437 | 17.5 | 1 | Null | Null | Null | Null | Null | Null | Null | Null | Null
0.05737 | 7 | 0.09437 | 18 | 0.15 | Null | Null | Null | Null | Null | Null | Null | Null | Null
0.05737 | 7 | 0.09437 | 18 | 0.2 | Null | Null | Null | Null | Null | Null | Null | Null | Null
0.05737 | 7 | 0.09437 | 18 | 0.3 | Null | Null | Null | Null | Null | Null | Null | Null | Null
0.05737 | 7 | 0.09437 | 18 | 0.4 | Null | Null | Null | Null | Null | Null | Null | Null | Null
0.05737 | 7 | 0.09437 | 18 | 0.5 | Null | Null | Null | Null | Null | Null | Null | Null | Null
0.05737 | 7 | 0.09437 | 18 | 0.6 | Null | Null | Null | Null | Null | Null | Null | Null | Null
0.05737 | 7 | 0.09437 | 18 | 0.7 | Null | Null | Null | Null | Null | Null | Null | Null | Null
0.05737 | 7 | 0.09437 | 18 | 0.8 | Null | Null | Null | Null | Null | Null | Null | Null | Null
0.05737 | 7 | 0.09437 | 18 | 0.9 | Null | Null | Null | Null | Null | Null | Null | Null | Null
0.05737 | 7 | 0.09437 | 18 | 1 | Null | Null | Null | Null | Null | Null | Null | Null | Null
0.05737 | 7 | 0.09437 | 21 | 0.15 | Null | Null | Null | Null | Null | Null | Null | Null | Null
0.05737 | 7 | 0.09437 | 21 | 0.2 | Null | Null | Null | Null | Null | Null | Null | Null | Null
0.05737 | 7 | 0.09437 | 21 | 0.3 | Null | Null | Null | Null | Null | Null | Null | Null | Null
0.05737 | 7 | 0.09437 | 21 | 0.4 | Null | Null | Null | Null | Null | Null | Null | Null | Null
0.05737 | 7 | 0.09437 | 21 | 0.5 | Null | Null | Null | Null | Null | Null | Null | Null | Null
0.05737 | 7 | 0.09437 | 21 | 0.6 | Null | Null | Null | Null | Null | Null | Null | Null | Null
0.05737 | 7 | 0.09437 | 21 | 0.7 | Null | Null | Null | Null | Null | Null | Null | Null | Null
0.05737 | 7 | 0.09437 | 21 | 0.8 | Null | Null | Null | Null | Null | Null | Null | Null | Null
0.05737 | 7 | 0.09437 | 21 | 0.9 | Null | Null | Null | Null | Null | Null | Null | Null | Null
0.05737 | 7 | 0.09437 | 21 | 1 | Null | Null | Null | Null | Null | Null | Null | Null | Null
0.05737 | 7 | 0.09437 | 24 | 0.15 | Null | Null | Null | Null | Null | Null | Null | Null | Null
0.05737 | 7 | 0.09437 | 24 | 0.2 | Null | Null | Null | Null | Null | Null | Null | Null | Null
0.05737 | 7 | 0.09437 | 24 | 0.3 | Null | Null | Null | Null | Null | Null | Null | Null | Null
0.05737 | 7 | 0.09437 | 24 | 0.4 | Null | Null | Null | Null | Null | Null | Null | Null | Null
0.05737 | 7 | 0.09437 | 24 | 0.5 | Null | Null | Null | Null | Null | Null | Null | Null | Null
0.05737 | 7 | 0.09437 | 24 | 0.6 | Null | Null | Null | Null | Null | Null | Null | Null | Null
0.05737 | 7 | 0.09437 | 24 | 0.7 | Null | Null | Null | Null | Null | Null | Null | Null | Null
0.05737 | 7 | 0.09437 | 24 | 0.8 | Null | Null | Null | Null | Null | Null | Null | Null | Null
0.05737 | 7 | 0.09437 | 24 | 0.9 | Null | Null | Null | Null | Null | Null | Null | Null | Null
0.05737 | 7 | 0.09437 | 24 | 1 | Null | Null | Null | Null | Null | Null | Null | Null | Null
0.05737 | 7 | 0.09437 | 27 | 0.15 | Null | Null | Null | Null | Null | Null | Null | Null | Null
0.05737 | 7 | 0.09437 | 27 | 0.2 | Null | Null | Null | Null | Null | Null | Null | Null | Null
0.05737 | 7 | 0.09437 | 27 | 0.3 | Null | Null | Null | Null | Null | Null | Null | Null | Null
0.05737 | 7 | 0.09437 | 27 | 0.4 | Null | Null | Null | Null | Null | Null | Null | Null | Null
0.05737 | 7 | 0.09437 | 27 | 0.5 | Null | Null | Null | Null | Null | Null | Null | Null | Null
0.05737 | 7 | 0.09437 | 27 | 0.6 | Null | Null | Null | Null | Null | Null | Null | Null | Null
0.05737 | 7 | 0.09437 | 27 | 0.7 | Null | Null | Null | Null | Null | Null | Null | Null | Null
0.05737 | 7 | 0.09437 | 27 | 0.8 | Null | Null | Null | Null | Null | Null | Null | Null | Null
0.05737 | 7 | 0.09437 | 27 | 0.9 | Null | Null | Null | Null | Null | Null | Null | Null | Null
0.05737 | 7 | 0.09437 | 27 | 1 | Null | Null | Null | Null | Null | Null | Null | Null | Null
0.05737 | 7 | 0.09437 | 30 | 0.15 | Null | Null | Null | Null | Null | Null | Null | Null | Null
0.05737 | 7 | 0.09437 | 30 | 0.2 | Null | Null | Null | Null | Null | Null | Null | Null | Null
0.05737 | 7 | 0.09437 | 30 | 0.3 | Null | Null | Null | Null | Null | Null | Null | Null | Null
0.05737 | 7 | 0.09437 | 30 | 0.4 | Null | Null | Null | Null | Null | Null | Null | Null | Null
0.05737 | 7 | 0.09437 | 30 | 0.5 | Null | Null | Null | Null | Null | Null | Null | Null | Null
0.05737 | 7 | 0.09437 | 30 | 0.6 | Null | Null | Null | Null | Null | Null | Null | Null | Null
0.05737 | 7 | 0.09437 | 30 | 0.7 | Null | Null | Null | Null | Null | Null | Null | Null | Null
0.05737 | 7 | 0.09437 | 30 | 0.8 | Null | Null | Null | Null | Null | Null | Null | Null | Null
0.05737 | 7 | 0.09437 | 30 | 0.9 | Null | Null | Null | Null | Null | Null | Null | Null | Null
0.05737 | 7 | 0.09437 | 30 | 1 | Null | Null | Null | Null | Null | Null | Null | Null | Null
0.05737 | 7 | 0.09644 | 10.5 | 0.15 | Null | Null | Null | Null | Null | Null | Null | Null | Null
0.05737 | 7 | 0.09644 | 10.5 | 0.2 | Null | Null | Null | Null | Null | Null | Null | Null | Null
0.05737 | 7 | 0.09644 | 10.5 | 0.3 | Null | Null | Null | Null | Null | Null | Null | Null | Null
0.05737 | 7 | 0.09644 | 10.5 | 0.4 | Null | Null | Null | Null | Null | Null | Null | Null | Null
0.05737 | 7 | 0.09644 | 10.5 | 0.5 | Null | Null | Null | Null | Null | Null | Null | Null | Null
0.05737 | 7 | 0.09644 | 10.5 | 0.6 | Null | Null | Null | Null | Null | Null | Null | Null | Null
0.05737 | 7 | 0.09644 | 10.5 | 0.7 | Null | Null | Null | Null | Null | Null | Null | Null | Null
0.05737 | 7 | 0.09644 | 10.5 | 0.8 | Null | Null | Null | Null | Null | Null | Null | Null | Null
0.05737 | 7 | 0.09644 | 10.5 | 0.9 | Null | Null | Null | Null | Null | Null | Null | Null | Null
0.05737 | 7 | 0.09644 | 10.5 | 1 | Null | Null | Null | Null | Null | Null | Null | Null | Null
0.05737 | 7 | 0.09644 | 11 | 0.15 | Null | Null | Null | Null | Null | Null | Null | Null | Null
0.05737 | 7 | 0.09644 | 11 | 0.2 | Null | Null | Null | Null | Null | Null | Null | Null | Null
0.05737 | 7 | 0.09644 | 11 | 0.3 | Null | Null | Null | Null | Null | Null | Null | Null | Null
0.05737 | 7 | 0.09644 | 11 | 0.4 | Null | Null | Null | Null | Null | Null | Null | Null | Null
0.05737 | 7 | 0.09644 | 11 | 0.5 | Null | Null | Null | Null | Null | Null | Null | Null | Null
0.05737 | 7 | 0.09644 | 11 | 0.6 | Null | Null | Null | Null | Null | Null | Null | Null | Null
0.05737 | 7 | 0.09644 | 11 | 0.7 | Null | Null | Null | Null | Null | Null | Null | Null | Null
0.05737 | 7 | 0.09644 | 11 | 0.8 | Null | Null | Null | Null | Null | Null | Null | Null | Null
0.05737 | 7 | 0.09644 | 11 | 0.9 | Null | Null | Null | Null | Null | Null | Null | Null | Null
0.05737 | 7 | 0.09644 | 11 | 1 | Null | Null | Null | Null | Null | Null | Null | Null | Null
0.05737 | 7 | 0.09644 | 11.5 | 0.15 | Null | Null | Null | Null | Null | Null | Null | Null | Null
0.05737 | 7 | 0.09644 | 11.5 | 0.2 | Null | Null | Null | Null | Null | Null | Null | Null | Null
0.05737 | 7 | 0.09644 | 11.5 | 0.3 | Null | Null | Null | Null | Null | Null | Null | Null | Null
0.05737 | 7 | 0.09644 | 11.5 | 0.4 | Null | Null | Null | Null | Null | Null | Null | Null | Null
0.05737 | 7 | 0.09644 | 11.5 | 0.5 | Null | Null | Null | Null | Null | Null | Null | Null | Null
0.05737 | 7 | 0.09644 | 11.5 | 0.6 | Null | Null | Null | Null | Null | Null | Null | Null | Null
0.05737 | 7 | 0.09644 | 11.5 | 0.7 | Null | Null | Null | Null | Null | Null | Null | Null | Null
0.05737 | 7 | 0.09644 | 11.5 | 0.8 | Null | Null | Null | Null | Null | Null | Null | Null | Null
0.05737 | 7 | 0.09644 | 11.5 | 0.9 | Null | Null | Null | Null | Null | Null | Null | Null | Null
0.05737 | 7 | 0.09644 | 11.5 | 1 | Null | Null | Null | Null | Null | Null | Null | Null | Null
0.05737 | 7 | 0.09644 | 12 | 0.15 | Null | Null | Null | Null | Null | Null | Null | Null | Null
0.05737 | 7 | 0.09644 | 12 | 0.2 | Null | Null | Null | Null | Null | Null | Null | Null | Null
0.05737 | 7 | 0.09644 | 12 | 0.3 | Null | Null | Null | Null | Null | Null | Null | Null | Null
0.05737 | 7 | 0.09644 | 12 | 0.4 | Null | Null | Null | Null | Null | Null | Null | Null | Null
0.05737 | 7 | 0.09644 | 12 | 0.5 | Null | Null | Null | Null | Null | Null | Null | Null | Null
0.05737 | 7 | 0.09644 | 12 | 0.6 | Null | Null | Null | Null | Null | Null | Null | Null | Null
0.05737 | 7 | 0.09644 | 12 | 0.7 | Null | Null | Null | Null | Null | Null | Null | Null | Null
0.05737 | 7 | 0.09644 | 12 | 0.8 | Null | Null | Null | Null | Null | Null | Null | Null | Null
0.05737 | 7 | 0.09644 | 12 | 0.9 | Null | Null | Null | Null | Null | Null | Null | Null | Null
0.05737 | 7 | 0.09644 | 12 | 1 | Null | Null | Null | Null | Null | Null | Null | Null | Null
0.05737 | 7 | 0.09644 | 12.5 | 0.15 | Null | Null | Null | Null | Null | Null | Null | Null | Null
0.05737 | 7 | 0.09644 | 12.5 | 0.2 | Null | Null | Null | Null | Null | Null | Null | Null | Null
0.05737 | 7 | 0.09644 | 12.5 | 0.3 | Null | Null | Null | Null | Null | Null | Null | Null | Null
0.05737 | 7 | 0.09644 | 12.5 | 0.4 | Null | Null | Null | Null | Null | Null | Null | Null | Null
0.05737 | 7 | 0.09644 | 12.5 | 0.5 | Null | Null | Null | Null | Null | Null | Null | Null | Null
0.05737 | 7 | 0.09644 | 12.5 | 0.6 | Null | Null | Null | Null | Null | Null | Null | Null | Null
0.05737 | 7 | 0.09644 | 12.5 | 0.7 | Null | Null | Null | Null | Null | Null | Null | Null | Null
0.05737 | 7 | 0.09644 | 12.5 | 0.8 | Null | Null | Null | Null | Null | Null | Null | Null | Null
0.05737 | 7 | 0.09644 | 12.5 | 0.9 | Null | Null | Null | Null | Null | Null | Null | Null | Null
0.05737 | 7 | 0.09644 | 12.5 | 1 | Null | Null | Null | Null | Null | Null | Null | Null | Null
0.05737 | 7 | 0.09644 | 13 | 0.15 | Null | Null | Null | Null | Null | Null | Null | Null | Null
0.05737 | 7 | 0.09644 | 13 | 0.2 | Null | Null | Null | Null | Null | Null | Null | Null | Null
0.05737 | 7 | 0.09644 | 13 | 0.3 | Null | Null | Null | Null | Null | Null | Null | Null | Null
0.05737 | 7 | 0.09644 | 13 | 0.4 | Null | Null | Null | Null | Null | Null | Null | Null | Null
0.05737 | 7 | 0.09644 | 13 | 0.5 | Null | Null | Null | Null | Null | Null | Null | Null | Null
0.05737 | 7 | 0.09644 | 13 | 0.6 | Null | Null | Null | Null | Null | Null | Null | Null | Null
0.05737 | 7 | 0.09644 | 13 | 0.7 | Null | Null | Null | Null | Null | Null | Null | Null | Null
0.05737 | 7 | 0.09644 | 13 | 0.8 | Null | Null | Null | Null | Null | Null | Null | Null | Null
0.05737 | 7 | 0.09644 | 13 | 0.9 | Null | Null | Null | Null | Null | Null | Null | Null | Null
0.05737 | 7 | 0.09644 | 13 | 1 | Null | Null | Null | Null | Null | Null | Null | Null | Null
0.05737 | 7 | 0.09644 | 13.5 | 0.15 | Null | Null | Null | Null | Null | Null | Null | Null | Null
0.05737 | 7 | 0.09644 | 13.5 | 0.2 | Null | Null | Null | Null | Null | Null | Null | Null | Null
0.05737 | 7 | 0.09644 | 13.5 | 0.3 | Null | Null | Null | Null | Null | Null | Null | Null | Null
0.05737 | 7 | 0.09644 | 13.5 | 0.4 | Null | Null | Null | Null | Null | Null | Null | Null | Null
0.05737 | 7 | 0.09644 | 13.5 | 0.5 | Null | Null | Null | Null | Null | Null | Null | Null | Null
0.05737 | 7 | 0.09644 | 13.5 | 0.6 | Null | Null | Null | Null | Null | Null | Null | Null | Null
0.05737 | 7 | 0.09644 | 13.5 | 0.7 | Null | Null | Null | Null | Null | Null | Null | Null | Null
0.05737 | 7 | 0.09644 | 13.5 | 0.8 | Null | Null | Null | Null | Null | Null | Null | Null | Null
0.05737 | 7 | 0.09644 | 13.5 | 0.9 | Null | Null | Null | Null | Null | Null | Null | Null | Null
0.05737 | 7 | 0.09644 | 13.5 | 1 | Null | Null | Null | Null | Null | Null | Null | Null | Null
0.05737 | 7 | 0.09644 | 14 | 0.15 | Null | Null | Null | Null | Null | Null | Null | Null | Null
0.05737 | 7 | 0.09644 | 14 | 0.2 | Null | Null | Null | Null | Null | Null | Null | Null | Null
0.05737 | 7 | 0.09644 | 14 | 0.3 | Null | Null | Null | Null | Null | Null | Null | Null | Null
0.05737 | 7 | 0.09644 | 14 | 0.4 | Null | Null | Null | Null | Null | Null | Null | Null | Null
0.05737 | 7 | 0.09644 | 14 | 0.5 | Null | Null | Null | Null | Null | Null | Null | Null | Null
0.05737 | 7 | 0.09644 | 14 | 0.6 | Null | Null | Null | Null | Null | Null | Null | Null | Null
0.05737 | 7 | 0.09644 | 14 | 0.7 | Null | Null | Null | Null | Null | Null | Null | Null | Null
0.05737 | 7 | 0.09644 | 14 | 0.8 | Null | Null | Null | Null | Null | Null | Null | Null | Null
0.05737 | 7 | 0.09644 | 14 | 0.9 | Null | Null | Null | Null | Null | Null | Null | Null | Null
0.05737 | 7 | 0.09644 | 14 | 1 | Null | Null | Null | Null | Null | Null | Null | Null | Null
0.05737 | 7 | 0.09644 | 14.5 | 0.15 | Null | Null | Null | Null | Null | Null | Null | Null | Null
0.05737 | 7 | 0.09644 | 14.5 | 0.2 | Null | Null | Null | Null | Null | Null | Null | Null | Null
0.05737 | 7 | 0.09644 | 14.5 | 0.3 | Null | Null | Null | Null | Null | Null | Null | Null | Null
0.05737 | 7 | 0.09644 | 14.5 | 0.4 | Null | Null | Null | Null | Null | Null | Null | Null | Null
0.05737 | 7 | 0.09644 | 14.5 | 0.5 | Null | Null | Null | Null | Null | Null | Null | Null | Null
0.05737 | 7 | 0.09644 | 14.5 | 0.6 | Null | Null | Null | Null | Null | Null | Null | Null | Null
0.05737 | 7 | 0.09644 | 14.5 | 0.7 | Null | Null | Null | Null | Null | Null | Null | Null | Null
0.05737 | 7 | 0.09644 | 14.5 | 0.8 | Null | Null | Null | Null | Null | Null | Null | Null | Null
0.05737 | 7 | 0.09644 | 14.5 | 0.9 | Null | Null | Null | Null | Null | Null | Null | Null | Null
0.05737 | 7 | 0.09644 | 14.5 | 1 | Null | Null | Null | Null | Null | Null | Null | Null | Null
0.05737 | 7 | 0.09644 | 15 | 0.15 | Null | Null | Null | Null | Null | Null | Null | Null | Null
0.05737 | 7 | 0.09644 | 15 | 0.2 | Null | Null | Null | Null | Null | Null | Null | Null | Null
0.05737 | 7 | 0.09644 | 15 | 0.3 | Null | Null | Null | Null | Null | Null | Null | Null | Null
0.05737 | 7 | 0.09644 | 15 | 0.4 | Null | Null | Null | Null | Null | Null | Null | Null | Null
0.05737 | 7 | 0.09644 | 15 | 0.5 | Null | Null | Null | Null | Null | Null | Null | Null | Null
0.05737 | 7 | 0.09644 | 15 | 0.6 | Null | Null | Null | Null | Null | Null | Null | Null | Null
0.05737 | 7 | 0.09644 | 15 | 0.7 | Null | Null | Null | Null | Null | Null | Null | Null | Null
0.05737 | 7 | 0.09644 | 15 | 0.8 | Null | Null | Null | Null | Null | Null | Null | Null | Null
0.05737 | 7 | 0.09644 | 15 | 0.9 | Null | Null | Null | Null | Null | Null | Null | Null | Null
0.05737 | 7 | 0.09644 | 15 | 1 | Null | Null | Null | Null | Null | Null | Null | Null | Null
0.05737 | 7 | 0.09644 | 15.5 | 0.15 | Null | Null | Null | Null | Null | Null | Null | Null | Null
0.05737 | 7 | 0.09644 | 15.5 | 0.2 | Null | Null | Null | Null | Null | Null | Null | Null | Null
0.05737 | 7 | 0.09644 | 15.5 | 0.3 | Null | Null | Null | Null | Null | Null | Null | Null | Null
0.05737 | 7 | 0.09644 | 15.5 | 0.4 | Null | Null | Null | Null | Null | Null | Null | Null | Null
0.05737 | 7 | 0.09644 | 15.5 | 0.5 | Null | Null | Null | Null | Null | Null | Null | Null | Null
0.05737 | 7 | 0.09644 | 15.5 | 0.6 | Null | Null | Null | Null | Null | Null | Null | Null | Null
0.05737 | 7 | 0.09644 | 15.5 | 0.7 | Null | Null | Null | Null | Null | Null | Null | Null | Null
0.05737 | 7 | 0.09644 | 15.5 | 0.8 | Null | Null | Null | Null | Null | Null | Null | Null | Null
0.05737 | 7 | 0.09644 | 15.5 | 0.9 | Null | Null | Null | Null | Null | Null | Null | Null | Null
0.05737 | 7 | 0.09644 | 15.5 | 1 | Null | Null | Null | Null | Null | Null | Null | Null | Null
0.05737 | 7 | 0.09644 | 16 | 0.15 | Null | Null | Null | Null | Null | Null | Null | Null | Null
0.05737 | 7 | 0.09644 | 16 | 0.2 | Null | Null | Null | Null | Null | Null | Null | Null | Null
0.05737 | 7 | 0.09644 | 16 | 0.3 | Null | Null | Null | Null | Null | Null | Null | Null | Null
0.05737 | 7 | 0.09644 | 16 | 0.4 | Null | Null | Null | Null | Null | Null | Null | Null | Null
0.05737 | 7 | 0.09644 | 16 | 0.5 | Null | Null | Null | Null | Null | Null | Null | Null | Null
0.05737 | 7 | 0.09644 | 16 | 0.6 | Null | Null | Null | Null | Null | Null | Null | Null | Null
0.05737 | 7 | 0.09644 | 16 | 0.7 | Null | Null | Null | Null | Null | Null | Null | Null | Null
0.05737 | 7 | 0.09644 | 16 | 0.8 | Null | Null | Null | Null | Null | Null | Null | Null | Null
0.05737 | 7 | 0.09644 | 16 | 0.9 | Null | Null | Null | Null | Null | Null | Null | Null | Null
0.05737 | 7 | 0.09644 | 16 | 1 | Null | Null | Null | Null | Null | Null | Null | Null | Null
0.05737 | 7 | 0.09644 | 16.5 | 0.15 | Null | Null | Null | Null | Null | Null | Null | Null | Null
0.05737 | 7 | 0.09644 | 16.5 | 0.2 | Null | Null | Null | Null | Null | Null | Null | Null | Null
0.05737 | 7 | 0.09644 | 16.5 | 0.3 | Null | Null | Null | Null | Null | Null | Null | Null | Null
0.05737 | 7 | 0.09644 | 16.5 | 0.4 | Null | Null | Null | Null | Null | Null | Null | Null | Null
0.05737 | 7 | 0.09644 | 16.5 | 0.5 | Null | Null | Null | Null | Null | Null | Null | Null | Null
0.05737 | 7 | 0.09644 | 16.5 | 0.6 | Null | Null | Null | Null | Null | Null | Null | Null | Null
0.05737 | 7 | 0.09644 | 16.5 | 0.7 | Null | Null | Null | Null | Null | Null | Null | Null | Null
0.05737 | 7 | 0.09644 | 16.5 | 0.8 | Null | Null | Null | Null | Null | Null | Null | Null | Null
0.05737 | 7 | 0.09644 | 16.5 | 0.9 | Null | Null | Null | Null | Null | Null | Null | Null | Null
0.05737 | 7 | 0.09644 | 16.5 | 1 | Null | Null | Null | Null | Null | Null | Null | Null | Null
0.05737 | 7 | 0.09644 | 17 | 0.15 | Null | Null | Null | Null | Null | Null | Null | Null | Null
0.05737 | 7 | 0.09644 | 17 | 0.2 | Null | Null | Null | Null | Null | Null | Null | Null | Null
0.05737 | 7 | 0.09644 | 17 | 0.3 | Null | Null | Null | Null | Null | Null | Null | Null | Null
0.05737 | 7 | 0.09644 | 17 | 0.4 | Null | Null | Null | Null | Null | Null | Null | Null | Null
0.05737 | 7 | 0.09644 | 17 | 0.5 | Null | Null | Null | Null | Null | Null | Null | Null | Null
0.05737 | 7 | 0.09644 | 17 | 0.6 | Null | Null | Null | Null | Null | Null | Null | Null | Null
0.05737 | 7 | 0.09644 | 17 | 0.7 | Null | Null | Null | Null | Null | Null | Null | Null | Null
0.05737 | 7 | 0.09644 | 17 | 0.8 | Null | Null | Null | Null | Null | Null | Null | Null | Null
0.05737 | 7 | 0.09644 | 17 | 0.9 | Null | Null | Null | Null | Null | Null | Null | Null | Null
0.05737 | 7 | 0.09644 | 17 | 1 | Null | Null | Null | Null | Null | Null | Null | Null | Null
0.05737 | 7 | 0.09644 | 17.5 | 0.15 | Null | Null | Null | Null | Null | Null | Null | Null | Null
0.05737 | 7 | 0.09644 | 17.5 | 0.2 | Null | Null | Null | Null | Null | Null | Null | Null | Null
0.05737 | 7 | 0.09644 | 17.5 | 0.3 | Null | Null | Null | Null | Null | Null | Null | Null | Null
0.05737 | 7 | 0.09644 | 17.5 | 0.4 | Null | Null | Null | Null | Null | Null | Null | Null | Null
0.05737 | 7 | 0.09644 | 17.5 | 0.5 | Null | Null | Null | Null | Null | Null | Null | Null | Null
0.05737 | 7 | 0.09644 | 17.5 | 0.6 | Null | Null | Null | Null | Null | Null | Null | Null | Null
0.05737 | 7 | 0.09644 | 17.5 | 0.7 | Null | Null | Null | Null | Null | Null | Null | Null | Null
0.05737 | 7 | 0.09644 | 17.5 | 0.8 | Null | Null | Null | Null | Null | Null | Null | Null | Null
0.05737 | 7 | 0.09644 | 17.5 | 0.9 | Null | Null | Null | Null | Null | Null | Null | Null | Null
0.05737 | 7 | 0.09644 | 17.5 | 1 | Null | Null | Null | Null | Null | Null | Null | Null | Null
0.05737 | 7 | 0.09644 | 18 | 0.15 | Null | Null | Null | Null | Null | Null | Null | Null | Null
0.05737 | 7 | 0.09644 | 18 | 0.2 | Null | Null | Null | Null | Null | Null | Null | Null | Null
0.05737 | 7 | 0.09644 | 18 | 0.3 | Null | Null | Null | Null | Null | Null | Null | Null | Null
0.05737 | 7 | 0.09644 | 18 | 0.4 | Null | Null | Null | Null | Null | Null | Null | Null | Null
0.05737 | 7 | 0.09644 | 18 | 0.5 | Null | Null | Null | Null | Null | Null | Null | Null | Null
0.05737 | 7 | 0.09644 | 18 | 0.6 | Null | Null | Null | Null | Null | Null | Null | Null | Null
0.05737 | 7 | 0.09644 | 18 | 0.7 | Null | Null | Null | Null | Null | Null | Null | Null | Null
0.05737 | 7 | 0.09644 | 18 | 0.8 | Null | Null | Null | Null | Null | Null | Null | Null | Null
0.05737 | 7 | 0.09644 | 18 | 0.9 | Null | Null | Null | Null | Null | Null | Null | Null | Null
0.05737 | 7 | 0.09644 | 18 | 1 | Null | Null | Null | Null | Null | Null | Null | Null | Null
0.05737 | 7 | 0.09644 | 21 | 0.15 | Null | Null | Null | Null | Null | Null | Null | Null | Null
0.05737 | 7 | 0.09644 | 21 | 0.2 | Null | Null | Null | Null | Null | Null | Null | Null | Null
0.05737 | 7 | 0.09644 | 21 | 0.3 | Null | Null | Null | Null | Null | Null | Null | Null | Null
0.05737 | 7 | 0.09644 | 21 | 0.4 | Null | Null | Null | Null | Null | Null | Null | Null | Null
0.05737 | 7 | 0.09644 | 21 | 0.5 | Null | Null | Null | Null | Null | Null | Null | Null | Null
0.05737 | 7 | 0.09644 | 21 | 0.6 | Null | Null | Null | Null | Null | Null | Null | Null | Null
0.05737 | 7 | 0.09644 | 21 | 0.7 | Null | Null | Null | Null | Null | Null | Null | Null | Null
0.05737 | 7 | 0.09644 | 21 | 0.8 | Null | Null | Null | Null | Null | Null | Null | Null | Null
0.05737 | 7 | 0.09644 | 21 | 0.9 | Null | Null | Null | Null | Null | Null | Null | Null | Null
0.05737 | 7 | 0.09644 | 21 | 1 | Null | Null | Null | Null | Null | Null | Null | Null | Null
0.05737 | 7 | 0.09644 | 24 | 0.15 | Null | Null | Null | Null | Null | Null | Null | Null | Null
0.05737 | 7 | 0.09644 | 24 | 0.2 | Null | Null | Null | Null | Null | Null | Null | Null | Null
0.05737 | 7 | 0.09644 | 24 | 0.3 | Null | Null | Null | Null | Null | Null | Null | Null | Null
0.05737 | 7 | 0.09644 | 24 | 0.4 | Null | Null | Null | Null | Null | Null | Null | Null | Null
0.05737 | 7 | 0.09644 | 24 | 0.5 | Null | Null | Null | Null | Null | Null | Null | Null | Null
0.05737 | 7 | 0.09644 | 24 | 0.6 | Null | Null | Null | Null | Null | Null | Null | Null | Null
0.05737 | 7 | 0.09644 | 24 | 0.7 | Null | Null | Null | Null | Null | Null | Null | Null | Null
0.05737 | 7 | 0.09644 | 24 | 0.8 | Null | Null | Null | Null | Null | Null | Null | Null | Null
0.05737 | 7 | 0.09644 | 24 | 0.9 | Null | Null | Null | Null | Null | Null | Null | Null | Null
0.05737 | 7 | 0.09644 | 24 | 1 | Null | Null | Null | Null | Null | Null | Null | Null | Null
0.05737 | 7 | 0.09644 | 27 | 0.15 | Null | Null | Null | Null | Null | Null | Null | Null | Null
0.05737 | 7 | 0.09644 | 27 | 0.2 | Null | Null | Null | Null | Null | Null | Null | Null | Null
0.05737 | 7 | 0.09644 | 27 | 0.3 | Null | Null | Null | Null | Null | Null | Null | Null | Null
0.05737 | 7 | 0.09644 | 27 | 0.4 | Null | Null | Null | Null | Null | Null | Null | Null | Null
0.05737 | 7 | 0.09644 | 27 | 0.5 | Null | Null | Null | Null | Null | Null | Null | Null | Null
0.05737 | 7 | 0.09644 | 27 | 0.6 | Null | Null | Null | Null | Null | Null | Null | Null | Null
0.05737 | 7 | 0.09644 | 27 | 0.7 | Null | Null | Null | Null | Null | Null | Null | Null | Null
0.05737 | 7 | 0.09644 | 27 | 0.8 | Null | Null | Null | Null | Null | Null | Null | Null | Null
0.05737 | 7 | 0.09644 | 27 | 0.9 | Null | Null | Null | Null | Null | Null | Null | Null | Null
0.05737 | 7 | 0.09644 | 27 | 1 | Null | Null | Null | Null | Null | Null | Null | Null | Null
0.05737 | 7 | 0.09644 | 30 | 0.15 | Null | Null | Null | Null | Null | Null | Null | Null | Null
0.05737 | 7 | 0.09644 | 30 | 0.2 | Null | Null | Null | Null | Null | Null | Null | Null | Null
0.05737 | 7 | 0.09644 | 30 | 0.3 | Null | Null | Null | Null | Null | Null | Null | Null | Null
0.05737 | 7 | 0.09644 | 30 | 0.4 | Null | Null | Null | Null | Null | Null | Null | Null | Null
0.05737 | 7 | 0.09644 | 30 | 0.5 | Null | Null | Null | Null | Null | Null | Null | Null | Null
0.05737 | 7 | 0.09644 | 30 | 0.6 | Null | Null | Null | Null | Null | Null | Null | Null | Null
0.05737 | 7 | 0.09644 | 30 | 0.7 | Null | Null | Null | Null | Null | Null | Null | Null | Null
0.05737 | 7 | 0.09644 | 30 | 0.8 | Null | Null | Null | Null | Null | Null | Null | Null | Null
0.05737 | 7 | 0.09644 | 30 | 0.9 | Null | Null | Null | Null | Null | Null | Null | Null | Null
0.05737 | 7 | 0.09644 | 30 | 1 | Null | Null | Null | Null | Null | Null | Null | Null | Null
0.05737 | 7 | 0.09737 | 10.5 | 0.15 | Null | Null | Null | Null | Null | Null | Null | Null | Null
0.05737 | 7 | 0.09737 | 10.5 | 0.2 | Null | Null | Null | Null | Null | Null | Null | Null | Null
0.05737 | 7 | 0.09737 | 10.5 | 0.3 | Null | Null | Null | Null | Null | Null | Null | Null | Null
0.05737 | 7 | 0.09737 | 10.5 | 0.4 | Null | Null | Null | Null | Null | Null | Null | Null | Null
0.05737 | 7 | 0.09737 | 10.5 | 0.5 | Null | Null | Null | Null | Null | Null | Null | Null | Null
0.05737 | 7 | 0.09737 | 10.5 | 0.6 | Null | Null | Null | Null | Null | Null | Null | Null | Null
0.05737 | 7 | 0.09737 | 10.5 | 0.7 | Null | Null | Null | Null | Null | Null | Null | Null | Null
0.05737 | 7 | 0.09737 | 10.5 | 0.8 | Null | Null | Null | Null | Null | Null | Null | Null | Null
0.05737 | 7 | 0.09737 | 10.5 | 0.9 | Null | Null | Null | Null | Null | Null | Null | Null | Null
0.05737 | 7 | 0.09737 | 10.5 | 1 | Null | Null | Null | Null | Null | Null | Null | Null | Null
0.05737 | 7 | 0.09737 | 11 | 0.15 | Null | Null | Null | Null | Null | Null | Null | Null | Null
0.05737 | 7 | 0.09737 | 11 | 0.2 | Null | Null | Null | Null | Null | Null | Null | Null | Null
0.05737 | 7 | 0.09737 | 11 | 0.3 | Null | Null | Null | Null | Null | Null | Null | Null | Null
0.05737 | 7 | 0.09737 | 11 | 0.4 | Null | Null | Null | Null | Null | Null | Null | Null | Null
0.05737 | 7 | 0.09737 | 11 | 0.5 | Null | Null | Null | Null | Null | Null | Null | Null | Null
0.05737 | 7 | 0.09737 | 11 | 0.6 | Null | Null | Null | Null | Null | Null | Null | Null | Null
0.05737 | 7 | 0.09737 | 11 | 0.7 | Null | Null | Null | Null | Null | Null | Null | Null | Null
0.05737 | 7 | 0.09737 | 11 | 0.8 | Null | Null | Null | Null | Null | Null | Null | Null | Null
0.05737 | 7 | 0.09737 | 11 | 0.9 | Null | Null | Null | Null | Null | Null | Null | Null | Null
0.05737 | 7 | 0.09737 | 11 | 1 | Null | Null | Null | Null | Null | Null | Null | Null | Null
0.05737 | 7 | 0.09737 | 11.5 | 0.15 | Null | Null | Null | Null | Null | Null | Null | Null | Null
0.05737 | 7 | 0.09737 | 11.5 | 0.2 | Null | Null | Null | Null | Null | Null | Null | Null | Null
0.05737 | 7 | 0.09737 | 11.5 | 0.3 | Null | Null | Null | Null | Null | Null | Null | Null | Null
0.05737 | 7 | 0.09737 | 11.5 | 0.4 | Null | Null | Null | Null | Null | Null | Null | Null | Null
0.05737 | 7 | 0.09737 | 11.5 | 0.5 | Null | Null | Null | Null | Null | Null | Null | Null | Null
0.05737 | 7 | 0.09737 | 11.5 | 0.6 | Null | Null | Null | Null | Null | Null | Null | Null | Null
0.05737 | 7 | 0.09737 | 11.5 | 0.7 | Null | Null | Null | Null | Null | Null | Null | Null | Null
0.05737 | 7 | 0.09737 | 11.5 | 0.8 | Null | Null | Null | Null | Null | Null | Null | Null | Null
0.05737 | 7 | 0.09737 | 11.5 | 0.9 | Null | Null | Null | Null | Null | Null | Null | Null | Null
0.05737 | 7 | 0.09737 | 11.5 | 1 | Null | Null | Null | Null | Null | Null | Null | Null | Null
0.05737 | 7 | 0.09737 | 12 | 0.15 | Null | Null | Null | Null | Null | Null | Null | Null | Null
0.05737 | 7 | 0.09737 | 12 | 0.2 | Null | Null | Null | Null | Null | Null | Null | Null | Null
0.05737 | 7 | 0.09737 | 12 | 0.3 | Null | Null | Null | Null | Null | Null | Null | Null | Null
0.05737 | 7 | 0.09737 | 12 | 0.4 | Null | Null | Null | Null | Null | Null | Null | Null | Null
0.05737 | 7 | 0.09737 | 12 | 0.5 | Null | Null | Null | Null | Null | Null | Null | Null | Null
0.05737 | 7 | 0.09737 | 12 | 0.6 | Null | Null | Null | Null | Null | Null | Null | Null | Null
0.05737 | 7 | 0.09737 | 12 | 0.7 | Null | Null | Null | Null | Null | Null | Null | Null | Null
0.05737 | 7 | 0.09737 | 12 | 0.8 | Null | Null | Null | Null | Null | Null | Null | Null | Null
0.05737 | 7 | 0.09737 | 12 | 0.9 | Null | Null | Null | Null | Null | Null | Null | Null | Null
0.05737 | 7 | 0.09737 | 12 | 1 | Null | Null | Null | Null | Null | Null | Null | Null | Null
0.05737 | 7 | 0.09737 | 12.5 | 0.15 | Null | Null | Null | Null | Null | Null | Null | Null | Null
0.05737 | 7 | 0.09737 | 12.5 | 0.2 | Null | Null | Null | Null | Null | Null | Null | Null | Null
0.05737 | 7 | 0.09737 | 12.5 | 0.3 | Null | Null | Null | Null | Null | Null | Null | Null | Null
0.05737 | 7 | 0.09737 | 12.5 | 0.4 | Null | Null | Null | Null | Null | Null | Null | Null | Null
0.05737 | 7 | 0.09737 | 12.5 | 0.5 | Null | Null | Null | Null | Null | Null | Null | Null | Null
0.05737 | 7 | 0.09737 | 12.5 | 0.6 | Null | Null | Null | Null | Null | Null | Null | Null | Null
0.05737 | 7 | 0.09737 | 12.5 | 0.7 | Null | Null | Null | Null | Null | Null | Null | Null | Null
0.05737 | 7 | 0.09737 | 12.5 | 0.8 | Null | Null | Null | Null | Null | Null | Null | Null | Null
0.05737 | 7 | 0.09737 | 12.5 | 0.9 | Null | Null | Null | Null | Null | Null | Null | Null | Null
0.05737 | 7 | 0.09737 | 12.5 | 1 | Null | Null | Null | Null | Null | Null | Null | Null | Null
0.05737 | 7 | 0.09737 | 13 | 0.15 | Null | Null | Null | Null | Null | Null | Null | Null | Null
0.05737 | 7 | 0.09737 | 13 | 0.2 | Null | Null | Null | Null | Null | Null | Null | Null | Null
0.05737 | 7 | 0.09737 | 13 | 0.3 | Null | Null | Null | Null | Null | Null | Null | Null | Null
0.05737 | 7 | 0.09737 | 13 | 0.4 | Null | Null | Null | Null | Null | Null | Null | Null | Null
0.05737 | 7 | 0.09737 | 13 | 0.5 | Null | Null | Null | Null | Null | Null | Null | Null | Null
0.05737 | 7 | 0.09737 | 13 | 0.6 | Null | Null | Null | Null | Null | Null | Null | Null | Null
0.05737 | 7 | 0.09737 | 13 | 0.7 | Null | Null | Null | Null | Null | Null | Null | Null | Null
0.05737 | 7 | 0.09737 | 13 | 0.8 | Null | Null | Null | Null | Null | Null | Null | Null | Null
0.05737 | 7 | 0.09737 | 13 | 0.9 | Null | Null | Null | Null | Null | Null | Null | Null | Null
0.05737 | 7 | 0.09737 | 13 | 1 | Null | Null | Null | Null | Null | Null | Null | Null | Null
0.05737 | 7 | 0.09737 | 13.5 | 0.15 | Null | Null | Null | Null | Null | Null | Null | Null | Null
0.05737 | 7 | 0.09737 | 13.5 | 0.2 | Null | Null | Null | Null | Null | Null | Null | Null | Null
0.05737 | 7 | 0.09737 | 13.5 | 0.3 | Null | Null | Null | Null | Null | Null | Null | Null | Null
0.05737 | 7 | 0.09737 | 13.5 | 0.4 | Null | Null | Null | Null | Null | Null | Null | Null | Null
0.05737 | 7 | 0.09737 | 13.5 | 0.5 | Null | Null | Null | Null | Null | Null | Null | Null | Null
0.05737 | 7 | 0.09737 | 13.5 | 0.6 | Null | Null | Null | Null | Null | Null | Null | Null | Null
0.05737 | 7 | 0.09737 | 13.5 | 0.7 | Null | Null | Null | Null | Null | Null | Null | Null | Null
0.05737 | 7 | 0.09737 | 13.5 | 0.8 | Null | Null | Null | Null | Null | Null | Null | Null | Null
0.05737 | 7 | 0.09737 | 13.5 | 0.9 | Null | Null | Null | Null | Null | Null | Null | Null | Null
0.05737 | 7 | 0.09737 | 13.5 | 1 | Null | Null | Null | Null | Null | Null | Null | Null | Null
0.05737 | 7 | 0.09737 | 14 | 0.15 | Null | Null | Null | Null | Null | Null | Null | Null | Null
0.05737 | 7 | 0.09737 | 14 | 0.2 | Null | Null | Null | Null | Null | Null | Null | Null | Null
0.05737 | 7 | 0.09737 | 14 | 0.3 | Null | Null | Null | Null | Null | Null | Null | Null | Null
0.05737 | 7 | 0.09737 | 14 | 0.4 | Null | Null | Null | Null | Null | Null | Null | Null | Null
0.05737 | 7 | 0.09737 | 14 | 0.5 | Null | Null | Null | Null | Null | Null | Null | Null | Null
0.05737 | 7 | 0.09737 | 14 | 0.6 | Null | Null | Null | Null | Null | Null | Null | Null | Null
0.05737 | 7 | 0.09737 | 14 | 0.7 | Null | Null | Null | Null | Null | Null | Null | Null | Null
0.05737 | 7 | 0.09737 | 14 | 0.8 | Null | Null | Null | Null | Null | Null | Null | Null | Null
0.05737 | 7 | 0.09737 | 14 | 0.9 | Null | Null | Null | Null | Null | Null | Null | Null | Null
0.05737 | 7 | 0.09737 | 14 | 1 | Null | Null | Null | Null | Null | Null | Null | Null | Null
0.05737 | 7 | 0.09737 | 14.5 | 0.15 | Null | Null | Null | Null | Null | Null | Null | Null | Null
0.05737 | 7 | 0.09737 | 14.5 | 0.2 | Null | Null | Null | Null | Null | Null | Null | Null | Null
0.05737 | 7 | 0.09737 | 14.5 | 0.3 | Null | Null | Null | Null | Null | Null | Null | Null | Null
0.05737 | 7 | 0.09737 | 14.5 | 0.4 | Null | Null | Null | Null | Null | Null | Null | Null | Null
0.05737 | 7 | 0.09737 | 14.5 | 0.5 | Null | Null | Null | Null | Null | Null | Null | Null | Null
0.05737 | 7 | 0.09737 | 14.5 | 0.6 | Null | Null | Null | Null | Null | Null | Null | Null | Null
0.05737 | 7 | 0.09737 | 14.5 | 0.7 | Null | Null | Null | Null | Null | Null | Null | Null | Null
0.05737 | 7 | 0.09737 | 14.5 | 0.8 | Null | Null | Null | Null | Null | Null | Null | Null | Null
0.05737 | 7 | 0.09737 | 14.5 | 0.9 | Null | Null | Null | Null | Null | Null | Null | Null | Null
0.05737 | 7 | 0.09737 | 14.5 | 1 | Null | Null | Null | Null | Null | Null | Null | Null | Null
0.05737 | 7 | 0.09737 | 15 | 0.15 | Null | Null | Null | Null | Null | Null | Null | Null | Null
0.05737 | 7 | 0.09737 | 15 | 0.2 | Null | Null | Null | Null | Null | Null | Null | Null | Null
0.05737 | 7 | 0.09737 | 15 | 0.3 | Null | Null | Null | Null | Null | Null | Null | Null | Null
0.05737 | 7 | 0.09737 | 15 | 0.4 | Null | Null | Null | Null | Null | Null | Null | Null | Null
0.05737 | 7 | 0.09737 | 15 | 0.5 | Null | Null | Null | Null | Null | Null | Null | Null | Null
0.05737 | 7 | 0.09737 | 15 | 0.6 | Null | Null | Null | Null | Null | Null | Null | Null | Null
0.05737 | 7 | 0.09737 | 15 | 0.7 | Null | Null | Null | Null | Null | Null | Null | Null | Null
0.05737 | 7 | 0.09737 | 15 | 0.8 | Null | Null | Null | Null | Null | Null | Null | Null | Null
0.05737 | 7 | 0.09737 | 15 | 0.9 | Null | Null | Null | Null | Null | Null | Null | Null | Null
0.05737 | 7 | 0.09737 | 15 | 1 | Null | Null | Null | Null | Null | Null | Null | Null | Null
0.05737 | 7 | 0.09737 | 15.5 | 0.15 | Null | Null | Null | Null | Null | Null | Null | Null | Null
0.05737 | 7 | 0.09737 | 15.5 | 0.2 | Null | Null | Null | Null | Null | Null | Null | Null | Null
0.05737 | 7 | 0.09737 | 15.5 | 0.3 | Null | Null | Null | Null | Null | Null | Null | Null | Null
0.05737 | 7 | 0.09737 | 15.5 | 0.4 | Null | Null | Null | Null | Null | Null | Null | Null | Null
0.05737 | 7 | 0.09737 | 15.5 | 0.5 | Null | Null | Null | Null | Null | Null | Null | Null | Null
0.05737 | 7 | 0.09737 | 15.5 | 0.6 | Null | Null | Null | Null | Null | Null | Null | Null | Null
0.05737 | 7 | 0.09737 | 15.5 | 0.7 | Null | Null | Null | Null | Null | Null | Null | Null | Null
0.05737 | 7 | 0.09737 | 15.5 | 0.8 | Null | Null | Null | Null | Null | Null | Null | Null | Null
0.05737 | 7 | 0.09737 | 15.5 | 0.9 | Null | Null | Null | Null | Null | Null | Null | Null | Null
0.05737 | 7 | 0.09737 | 15.5 | 1 | Null | Null | Null | Null | Null | Null | Null | Null | Null
0.05737 | 7 | 0.09737 | 16 | 0.15 | Null | Null | Null | Null | Null | Null | Null | Null | Null
0.05737 | 7 | 0.09737 | 16 | 0.2 | Null | Null | Null | Null | Null | Null | Null | Null | Null
0.05737 | 7 | 0.09737 | 16 | 0.3 | Null | Null | Null | Null | Null | Null | Null | Null | Null
0.05737 | 7 | 0.09737 | 16 | 0.4 | Null | Null | Null | Null | Null | Null | Null | Null | Null
0.05737 | 7 | 0.09737 | 16 | 0.5 | Null | Null | Null | Null | Null | Null | Null | Null | Null
0.05737 | 7 | 0.09737 | 16 | 0.6 | Null | Null | Null | Null | Null | Null | Null | Null | Null
0.05737 | 7 | 0.09737 | 16 | 0.7 | Null | Null | Null | Null | Null | Null | Null | Null | Null
0.05737 | 7 | 0.09737 | 16 | 0.8 | Null | Null | Null | Null | Null | Null | Null | Null | Null
0.05737 | 7 | 0.09737 | 16 | 0.9 | Null | Null | Null | Null | Null | Null | Null | Null | Null
0.05737 | 7 | 0.09737 | 16 | 1 | Null | Null | Null | Null | Null | Null | Null | Null | Null
0.05737 | 7 | 0.09737 | 16.5 | 0.15 | Null | Null | Null | Null | Null | Null | Null | Null | Null
0.05737 | 7 | 0.09737 | 16.5 | 0.2 | Null | Null | Null | Null | Null | Null | Null | Null | Null
0.05737 | 7 | 0.09737 | 16.5 | 0.3 | Null | Null | Null | Null | Null | Null | Null | Null | Null
0.05737 | 7 | 0.09737 | 16.5 | 0.4 | Null | Null | Null | Null | Null | Null | Null | Null | Null
0.05737 | 7 | 0.09737 | 16.5 | 0.5 | Null | Null | Null | Null | Null | Null | Null | Null | Null
0.05737 | 7 | 0.09737 | 16.5 | 0.6 | Null | Null | Null | Null | Null | Null | Null | Null | Null
0.05737 | 7 | 0.09737 | 16.5 | 0.7 | Null | Null | Null | Null | Null | Null | Null | Null | Null
0.05737 | 7 | 0.09737 | 16.5 | 0.8 | Null | Null | Null | Null | Null | Null | Null | Null | Null
0.05737 | 7 | 0.09737 | 16.5 | 0.9 | Null | Null | Null | Null | Null | Null | Null | Null | Null
0.05737 | 7 | 0.09737 | 16.5 | 1 | Null | Null | Null | Null | Null | Null | Null | Null | Null
0.05737 | 7 | 0.09737 | 17 | 0.15 | Null | Null | Null | Null | Null | Null | Null | Null | Null
0.05737 | 7 | 0.09737 | 17 | 0.2 | Null | Null | Null | Null | Null | Null | Null | Null | Null
0.05737 | 7 | 0.09737 | 17 | 0.3 | Null | Null | Null | Null | Null | Null | Null | Null | Null
0.05737 | 7 | 0.09737 | 17 | 0.4 | Null | Null | Null | Null | Null | Null | Null | Null | Null
0.05737 | 7 | 0.09737 | 17 | 0.5 | Null | Null | Null | Null | Null | Null | Null | Null | Null
0.05737 | 7 | 0.09737 | 17 | 0.6 | Null | Null | Null | Null | Null | Null | Null | Null | Null
0.05737 | 7 | 0.09737 | 17 | 0.7 | Null | Null | Null | Null | Null | Null | Null | Null | Null
0.05737 | 7 | 0.09737 | 17 | 0.8 | Null | Null | Null | Null | Null | Null | Null | Null | Null
0.05737 | 7 | 0.09737 | 17 | 0.9 | Null | Null | Null | Null | Null | Null | Null | Null | Null
0.05737 | 7 | 0.09737 | 17 | 1 | Null | Null | Null | Null | Null | Null | Null | Null | Null
0.05737 | 7 | 0.09737 | 17.5 | 0.15 | Null | Null | Null | Null | Null | Null | Null | Null | Null
0.05737 | 7 | 0.09737 | 17.5 | 0.2 | Null | Null | Null | Null | Null | Null | Null | Null | Null
0.05737 | 7 | 0.09737 | 17.5 | 0.3 | Null | Null | Null | Null | Null | Null | Null | Null | Null
0.05737 | 7 | 0.09737 | 17.5 | 0.4 | Null | Null | Null | Null | Null | Null | Null | Null | Null
0.05737 | 7 | 0.09737 | 17.5 | 0.5 | Null | Null | Null | Null | Null | Null | Null | Null | Null
0.05737 | 7 | 0.09737 | 17.5 | 0.6 | Null | Null | Null | Null | Null | Null | Null | Null | Null
0.05737 | 7 | 0.09737 | 17.5 | 0.7 | Null | Null | Null | Null | Null | Null | Null | Null | Null
0.05737 | 7 | 0.09737 | 17.5 | 0.8 | Null | Null | Null | Null | Null | Null | Null | Null | Null
0.05737 | 7 | 0.09737 | 17.5 | 0.9 | Null | Null | Null | Null | Null | Null | Null | Null | Null
0.05737 | 7 | 0.09737 | 17.5 | 1 | Null | Null | Null | Null | Null | Null | Null | Null | Null
0.05737 | 7 | 0.09737 | 18 | 0.15 | Null | Null | Null | Null | Null | Null | Null | Null | Null
0.05737 | 7 | 0.09737 | 18 | 0.2 | Null | Null | Null | Null | Null | Null | Null | Null | Null
0.05737 | 7 | 0.09737 | 18 | 0.3 | Null | Null | Null | Null | Null | Null | Null | Null | Null
0.05737 | 7 | 0.09737 | 18 | 0.4 | Null | Null | Null | Null | Null | Null | Null | Null | Null
0.05737 | 7 | 0.09737 | 18 | 0.5 | Null | Null | Null | Null | Null | Null | Null | Null | Null
0.05737 | 7 | 0.09737 | 18 | 0.6 | Null | Null | Null | Null | Null | Null | Null | Null | Null
0.05737 | 7 | 0.09737 | 18 | 0.7 | Null | Null | Null | Null | Null | Null | Null | Null | Null
0.05737 | 7 | 0.09737 | 18 | 0.8 | Null | Null | Null | Null | Null | Null | Null | Null | Null
0.05737 | 7 | 0.09737 | 18 | 0.9 | Null | Null | Null | Null | Null | Null | Null | Null | Null
0.05737 | 7 | 0.09737 | 18 | 1 | Null | Null | Null | Null | Null | Null | Null | Null | Null
0.05737 | 7 | 0.09737 | 21 | 0.15 | Null | Null | Null | Null | Null | Null | Null | Null | Null
0.05737 | 7 | 0.09737 | 21 | 0.2 | Null | Null | Null | Null | Null | Null | Null | Null | Null
0.05737 | 7 | 0.09737 | 21 | 0.3 | Null | Null | Null | Null | Null | Null | Null | Null | Null
0.05737 | 7 | 0.09737 | 21 | 0.4 | Null | Null | Null | Null | Null | Null | Null | Null | Null
0.05737 | 7 | 0.09737 | 21 | 0.5 | Null | Null | Null | Null | Null | Null | Null | Null | Null
0.05737 | 7 | 0.09737 | 21 | 0.6 | Null | Null | Null | Null | Null | Null | Null | Null | Null
0.05737 | 7 | 0.09737 | 21 | 0.7 | Null | Null | Null | Null | Null | Null | Null | Null | Null
0.05737 | 7 | 0.09737 | 21 | 0.8 | Null | Null | Null | Null | Null | Null | Null | Null | Null
0.05737 | 7 | 0.09737 | 21 | 0.9 | Null | Null | Null | Null | Null | Null | Null | Null | Null
0.05737 | 7 | 0.09737 | 21 | 1 | Null | Null | Null | Null | Null | Null | Null | Null | Null
0.05737 | 7 | 0.09737 | 24 | 0.15 | Null | Null | Null | Null | Null | Null | Null | Null | Null
0.05737 | 7 | 0.09737 | 24 | 0.2 | Null | Null | Null | Null | Null | Null | Null | Null | Null
0.05737 | 7 | 0.09737 | 24 | 0.3 | Null | Null | Null | Null | Null | Null | Null | Null | Null
0.05737 | 7 | 0.09737 | 24 | 0.4 | Null | Null | Null | Null | Null | Null | Null | Null | Null
0.05737 | 7 | 0.09737 | 24 | 0.5 | Null | Null | Null | Null | Null | Null | Null | Null | Null
0.05737 | 7 | 0.09737 | 24 | 0.6 | Null | Null | Null | Null | Null | Null | Null | Null | Null
0.05737 | 7 | 0.09737 | 24 | 0.7 | Null | Null | Null | Null | Null | Null | Null | Null | Null
0.05737 | 7 | 0.09737 | 24 | 0.8 | Null | Null | Null | Null | Null | Null | Null | Null | Null
0.05737 | 7 | 0.09737 | 24 | 0.9 | Null | Null | Null | Null | Null | Null | Null | Null | Null
0.05737 | 7 | 0.09737 | 24 | 1 | Null | Null | Null | Null | Null | Null | Null | Null | Null
0.05737 | 7 | 0.09737 | 27 | 0.15 | Null | Null | Null | Null | Null | Null | Null | Null | Null
0.05737 | 7 | 0.09737 | 27 | 0.2 | Null | Null | Null | Null | Null | Null | Null | Null | Null
0.05737 | 7 | 0.09737 | 27 | 0.3 | Null | Null | Null | Null | Null | Null | Null | Null | Null
0.05737 | 7 | 0.09737 | 27 | 0.4 | Null | Null | Null | Null | Null | Null | Null | Null | Null
0.05737 | 7 | 0.09737 | 27 | 0.5 | Null | Null | Null | Null | Null | Null | Null | Null | Null
0.05737 | 7 | 0.09737 | 27 | 0.6 | Null | Null | Null | Null | Null | Null | Null | Null | Null
0.05737 | 7 | 0.09737 | 27 | 0.7 | Null | Null | Null | Null | Null | Null | Null | Null | Null
0.05737 | 7 | 0.09737 | 27 | 0.8 | Null | Null | Null | Null | Null | Null | Null | Null | Null
0.05737 | 7 | 0.09737 | 27 | 0.9 | Null | Null | Null | Null | Null | Null | Null | Null | Null
0.05737 | 7 | 0.09737 | 27 | 1 | Null | Null | Null | Null | Null | Null | Null | Null | Null
0.05737 | 7 | 0.09737 | 30 | 0.15 | Null | Null | Null | Null | Null | Null | Null | Null | Null
0.05737 | 7 | 0.09737 | 30 | 0.2 | Null | Null | Null | Null | Null | Null | Null | Null | Null
0.05737 | 7 | 0.09737 | 30 | 0.3 | Null | Null | Null | Null | Null | Null | Null | Null | Null
0.05737 | 7 | 0.09737 | 30 | 0.4 | Null | Null | Null | Null | Null | Null | Null | Null | Null
0.05737 | 7 | 0.09737 | 30 | 0.5 | Null | Null | Null | Null | Null | Null | Null | Null | Null
0.05737 | 7 | 0.09737 | 30 | 0.6 | Null | Null | Null | Null | Null | Null | Null | Null | Null
0.05737 | 7 | 0.09737 | 30 | 0.7 | Null | Null | Null | Null | Null | Null | Null | Null | Null
0.05737 | 7 | 0.09737 | 30 | 0.8 | Null | Null | Null | Null | Null | Null | Null | Null | Null
0.05737 | 7 | 0.09737 | 30 | 0.9 | Null | Null | Null | Null | Null | Null | Null | Null | Null
0.05737 | 7 | 0.09737 | 30 | 1 | Null | Null | Null | Null | Null | Null | Null | Null | Null
0.05737 | 7 | 0.115 | 10.5 | 0.15 | Null | Null | Null | Null | Null | Null | Null | Null | Null
0.05737 | 7 | 0.115 | 10.5 | 0.2 | Null | Null | Null | Null | Null | Null | Null | Null | Null
0.05737 | 7 | 0.115 | 10.5 | 0.3 | Null | Null | Null | Null | Null | Null | Null | Null | Null
0.05737 | 7 | 0.115 | 10.5 | 0.4 | Null | Null | Null | Null | Null | Null | Null | Null | Null
0.05737 | 7 | 0.115 | 10.5 | 0.5 | Null | Null | Null | Null | Null | Null | Null | Null | Null
0.05737 | 7 | 0.115 | 10.5 | 0.6 | Null | Null | Null | Null | Null | Null | Null | Null | Null
0.05737 | 7 | 0.115 | 10.5 | 0.7 | Null | Null | Null | Null | Null | Null | Null | Null | Null
0.05737 | 7 | 0.115 | 10.5 | 0.8 | Null | Null | Null | Null | Null | Null | Null | Null | Null
0.05737 | 7 | 0.115 | 10.5 | 0.9 | Null | Null | Null | Null | Null | Null | Null | Null | Null
0.05737 | 7 | 0.115 | 10.5 | 1 | Null | Null | Null | Null | Null | Null | Null | Null | Null
0.05737 | 7 | 0.115 | 11 | 0.15 | Null | Null | Null | Null | Null | Null | Null | Null | Null
0.05737 | 7 | 0.115 | 11 | 0.2 | Null | Null | Null | Null | Null | Null | Null | Null | Null
0.05737 | 7 | 0.115 | 11 | 0.3 | Null | Null | Null | Null | Null | Null | Null | Null | Null
0.05737 | 7 | 0.115 | 11 | 0.4 | Null | Null | Null | Null | Null | Null | Null | Null | Null
0.05737 | 7 | 0.115 | 11 | 0.5 | Null | Null | Null | Null | Null | Null | Null | Null | Null
0.05737 | 7 | 0.115 | 11 | 0.6 | Null | Null | Null | Null | Null | Null | Null | Null | Null
0.05737 | 7 | 0.115 | 11 | 0.7 | Null | Null | Null | Null | Null | Null | Null | Null | Null
0.05737 | 7 | 0.115 | 11 | 0.8 | Null | Null | Null | Null | Null | Null | Null | Null | Null
0.05737 | 7 | 0.115 | 11 | 0.9 | Null | Null | Null | Null | Null | Null | Null | Null | Null
0.05737 | 7 | 0.115 | 11 | 1 | Null | Null | Null | Null | Null | Null | Null | Null | Null
0.05737 | 7 | 0.115 | 11.5 | 0.15 | Null | Null | Null | Null | Null | Null | Null | Null | Null
0.05737 | 7 | 0.115 | 11.5 | 0.2 | Null | Null | Null | Null | Null | Null | Null | Null | Null
0.05737 | 7 | 0.115 | 11.5 | 0.3 | Null | Null | Null | Null | Null | Null | Null | Null | Null
0.05737 | 7 | 0.115 | 11.5 | 0.4 | Null | Null | Null | Null | Null | Null | Null | Null | Null
0.05737 | 7 | 0.115 | 11.5 | 0.5 | Null | Null | Null | Null | Null | Null | Null | Null | Null
0.05737 | 7 | 0.115 | 11.5 | 0.6 | Null | Null | Null | Null | Null | Null | Null | Null | Null
0.05737 | 7 | 0.115 | 11.5 | 0.7 | Null | Null | Null | Null | Null | Null | Null | Null | Null
0.05737 | 7 | 0.115 | 11.5 | 0.8 | Null | Null | Null | Null | Null | Null | Null | Null | Null
0.05737 | 7 | 0.115 | 11.5 | 0.9 | Null | Null | Null | Null | Null | Null | Null | Null | Null
0.05737 | 7 | 0.115 | 11.5 | 1 | Null | Null | Null | Null | Null | Null | Null | Null | Null
0.05737 | 7 | 0.115 | 12 | 0.15 | Null | Null | Null | Null | Null | Null | Null | Null | Null
0.05737 | 7 | 0.115 | 12 | 0.2 | Null | Null | Null | Null | Null | Null | Null | Null | Null
0.05737 | 7 | 0.115 | 12 | 0.3 | Null | Null | Null | Null | Null | Null | Null | Null | Null
0.05737 | 7 | 0.115 | 12 | 0.4 | Null | Null | Null | Null | Null | Null | Null | Null | Null
0.05737 | 7 | 0.115 | 12 | 0.5 | Null | Null | Null | Null | Null | Null | Null | Null | Null
0.05737 | 7 | 0.115 | 12 | 0.6 | Null | Null | Null | Null | Null | Null | Null | Null | Null
0.05737 | 7 | 0.115 | 12 | 0.7 | Null | Null | Null | Null | Null | Null | Null | Null | Null
0.05737 | 7 | 0.115 | 12 | 0.8 | Null | Null | Null | Null | Null | Null | Null | Null | Null
0.05737 | 7 | 0.115 | 12 | 0.9 | Null | Null | Null | Null | Null | Null | Null | Null | Null
0.05737 | 7 | 0.115 | 12 | 1 | Null | Null | Null | Null | Null | Null | Null | Null | Null
0.05737 | 7 | 0.115 | 12.5 | 0.15 | Null | Null | Null | Null | Null | Null | Null | Null | Null
0.05737 | 7 | 0.115 | 12.5 | 0.2 | Null | Null | Null | Null | Null | Null | Null | Null | Null
0.05737 | 7 | 0.115 | 12.5 | 0.3 | Null | Null | Null | Null | Null | Null | Null | Null | Null
0.05737 | 7 | 0.115 | 12.5 | 0.4 | Null | Null | Null | Null | Null | Null | Null | Null | Null
0.05737 | 7 | 0.115 | 12.5 | 0.5 | Null | Null | Null | Null | Null | Null | Null | Null | Null
0.05737 | 7 | 0.115 | 12.5 | 0.6 | Null | Null | Null | Null | Null | Null | Null | Null | Null
0.05737 | 7 | 0.115 | 12.5 | 0.7 | Null | Null | Null | Null | Null | Null | Null | Null | Null
0.05737 | 7 | 0.115 | 12.5 | 0.8 | Null | Null | Null | Null | Null | Null | Null | Null | Null
0.05737 | 7 | 0.115 | 12.5 | 0.9 | Null | Null | Null | Null | Null | Null | Null | Null | Null
0.05737 | 7 | 0.115 | 12.5 | 1 | Null | Null | Null | Null | Null | Null | Null | Null | Null
0.05737 | 7 | 0.115 | 13 | 0.15 | Null | Null | Null | Null | Null | Null | Null | Null | Null
0.05737 | 7 | 0.115 | 13 | 0.2 | Null | Null | Null | Null | Null | Null | Null | Null | Null
0.05737 | 7 | 0.115 | 13 | 0.3 | Null | Null | Null | Null | Null | Null | Null | Null | Null
0.05737 | 7 | 0.115 | 13 | 0.4 | Null | Null | Null | Null | Null | Null | Null | Null | Null
0.05737 | 7 | 0.115 | 13 | 0.5 | Null | Null | Null | Null | Null | Null | Null | Null | Null
0.05737 | 7 | 0.115 | 13 | 0.6 | Null | Null | Null | Null | Null | Null | Null | Null | Null
0.05737 | 7 | 0.115 | 13 | 0.7 | Null | Null | Null | Null | Null | Null | Null | Null | Null
0.05737 | 7 | 0.115 | 13 | 0.8 | Null | Null | Null | Null | Null | Null | Null | Null | Null
0.05737 | 7 | 0.115 | 13 | 0.9 | Null | Null | Null | Null | Null | Null | Null | Null | Null
0.05737 | 7 | 0.115 | 13 | 1 | Null | Null | Null | Null | Null | Null | Null | Null | Null
0.05737 | 7 | 0.115 | 13.5 | 0.15 | Null | Null | Null | Null | Null | Null | Null | Null | Null
0.05737 | 7 | 0.115 | 13.5 | 0.2 | Null | Null | Null | Null | Null | Null | Null | Null | Null
0.05737 | 7 | 0.115 | 13.5 | 0.3 | Null | Null | Null | Null | Null | Null | Null | Null | Null
0.05737 | 7 | 0.115 | 13.5 | 0.4 | Null | Null | Null | Null | Null | Null | Null | Null | Null
0.05737 | 7 | 0.115 | 13.5 | 0.5 | Null | Null | Null | Null | Null | Null | Null | Null | Null
0.05737 | 7 | 0.115 | 13.5 | 0.6 | Null | Null | Null | Null | Null | Null | Null | Null | Null
0.05737 | 7 | 0.115 | 13.5 | 0.7 | Null | Null | Null | Null | Null | Null | Null | Null | Null
0.05737 | 7 | 0.115 | 13.5 | 0.8 | Null | Null | Null | Null | Null | Null | Null | Null | Null
0.05737 | 7 | 0.115 | 13.5 | 0.9 | Null | Null | Null | Null | Null | Null | Null | Null | Null
0.05737 | 7 | 0.115 | 13.5 | 1 | Null | Null | Null | Null | Null | Null | Null | Null | Null
0.05737 | 7 | 0.115 | 14 | 0.15 | Null | Null | Null | Null | Null | Null | Null | Null | Null
0.05737 | 7 | 0.115 | 14 | 0.2 | Null | Null | Null | Null | Null | Null | Null | Null | Null
0.05737 | 7 | 0.115 | 14 | 0.3 | Null | Null | Null | Null | Null | Null | Null | Null | Null
0.05737 | 7 | 0.115 | 14 | 0.4 | Null | Null | Null | Null | Null | Null | Null | Null | Null
0.05737 | 7 | 0.115 | 14 | 0.5 | Null | Null | Null | Null | Null | Null | Null | Null | Null
0.05737 | 7 | 0.115 | 14 | 0.6 | Null | Null | Null | Null | Null | Null | Null | Null | Null
0.05737 | 7 | 0.115 | 14 | 0.7 | Null | Null | Null | Null | Null | Null | Null | Null | Null
0.05737 | 7 | 0.115 | 14 | 0.8 | Null | Null | Null | Null | Null | Null | Null | Null | Null
0.05737 | 7 | 0.115 | 14 | 0.9 | Null | Null | Null | Null | Null | Null | Null | Null | Null
0.05737 | 7 | 0.115 | 14 | 1 | Null | Null | Null | Null | Null | Null | Null | Null | Null
0.05737 | 7 | 0.115 | 14.5 | 0.15 | Null | Null | Null | Null | Null | Null | Null | Null | Null
0.05737 | 7 | 0.115 | 14.5 | 0.2 | Null | Null | Null | Null | Null | Null | Null | Null | Null
0.05737 | 7 | 0.115 | 14.5 | 0.3 | Null | Null | Null | Null | Null | Null | Null | Null | Null
0.05737 | 7 | 0.115 | 14.5 | 0.4 | Null | Null | Null | Null | Null | Null | Null | Null | Null
0.05737 | 7 | 0.115 | 14.5 | 0.5 | Null | Null | Null | Null | Null | Null | Null | Null | Null
0.05737 | 7 | 0.115 | 14.5 | 0.6 | Null | Null | Null | Null | Null | Null | Null | Null | Null
0.05737 | 7 | 0.115 | 14.5 | 0.7 | Null | Null | Null | Null | Null | Null | Null | Null | Null
0.05737 | 7 | 0.115 | 14.5 | 0.8 | Null | Null | Null | Null | Null | Null | Null | Null | Null
0.05737 | 7 | 0.115 | 14.5 | 0.9 | Null | Null | Null | Null | Null | Null | Null | Null | Null
0.05737 | 7 | 0.115 | 14.5 | 1 | Null | Null | Null | Null | Null | Null | Null | Null | Null
0.05737 | 7 | 0.115 | 15 | 0.15 | Null | Null | Null | Null | Null | Null | Null | Null | Null
0.05737 | 7 | 0.115 | 15 | 0.2 | Null | Null | Null | Null | Null | Null | Null | Null | Null
0.05737 | 7 | 0.115 | 15 | 0.3 | Null | Null | Null | Null | Null | Null | Null | Null | Null
0.05737 | 7 | 0.115 | 15 | 0.4 | Null | Null | Null | Null | Null | Null | Null | Null | Null
0.05737 | 7 | 0.115 | 15 | 0.5 | Null | Null | Null | Null | Null | Null | Null | Null | Null
0.05737 | 7 | 0.115 | 15 | 0.6 | Null | Null | Null | Null | Null | Null | Null | Null | Null
0.05737 | 7 | 0.115 | 15 | 0.7 | Null | Null | Null | Null | Null | Null | Null | Null | Null
0.05737 | 7 | 0.115 | 15 | 0.8 | Null | Null | Null | Null | Null | Null | Null | Null | Null
0.05737 | 7 | 0.115 | 15 | 0.9 | Null | Null | Null | Null | Null | Null | Null | Null | Null
0.05737 | 7 | 0.115 | 15 | 1 | Null | Null | Null | Null | Null | Null | Null | Null | Null
0.05737 | 7 | 0.115 | 15.5 | 0.15 | Null | Null | Null | Null | Null | Null | Null | Null | Null
0.05737 | 7 | 0.115 | 15.5 | 0.2 | Null | Null | Null | Null | Null | Null | Null | Null | Null
0.05737 | 7 | 0.115 | 15.5 | 0.3 | Null | Null | Null | Null | Null | Null | Null | Null | Null
0.05737 | 7 | 0.115 | 15.5 | 0.4 | Null | Null | Null | Null | Null | Null | Null | Null | Null
0.05737 | 7 | 0.115 | 15.5 | 0.5 | Null | Null | Null | Null | Null | Null | Null | Null | Null
0.05737 | 7 | 0.115 | 15.5 | 0.6 | Null | Null | Null | Null | Null | Null | Null | Null | Null
0.05737 | 7 | 0.115 | 15.5 | 0.7 | Null | Null | Null | Null | Null | Null | Null | Null | Null
0.05737 | 7 | 0.115 | 15.5 | 0.8 | Null | Null | Null | Null | Null | Null | Null | Null | Null
0.05737 | 7 | 0.115 | 15.5 | 0.9 | Null | Null | Null | Null | Null | Null | Null | Null | Null
0.05737 | 7 | 0.115 | 15.5 | 1 | Null | Null | Null | Null | Null | Null | Null | Null | Null
0.05737 | 7 | 0.115 | 16 | 0.15 | Null | Null | Null | Null | Null | Null | Null | Null | Null
0.05737 | 7 | 0.115 | 16 | 0.2 | Null | Null | Null | Null | Null | Null | Null | Null | Null
0.05737 | 7 | 0.115 | 16 | 0.3 | Null | Null | Null | Null | Null | Null | Null | Null | Null
0.05737 | 7 | 0.115 | 16 | 0.4 | Null | Null | Null | Null | Null | Null | Null | Null | Null
0.05737 | 7 | 0.115 | 16 | 0.5 | Null | Null | Null | Null | Null | Null | Null | Null | Null
0.05737 | 7 | 0.115 | 16 | 0.6 | Null | Null | Null | Null | Null | Null | Null | Null | Null
0.05737 | 7 | 0.115 | 16 | 0.7 | Null | Null | Null | Null | Null | Null | Null | Null | Null
0.05737 | 7 | 0.115 | 16 | 0.8 | Null | Null | Null | Null | Null | Null | Null | Null | Null
0.05737 | 7 | 0.115 | 16 | 0.9 | Null | Null | Null | Null | Null | Null | Null | Null | Null
0.05737 | 7 | 0.115 | 16 | 1 | Null | Null | Null | Null | Null | Null | Null | Null | Null
0.05737 | 7 | 0.115 | 16.5 | 0.15 | Null | Null | Null | Null | Null | Null | Null | Null | Null
0.05737 | 7 | 0.115 | 16.5 | 0.2 | Null | Null | Null | Null | Null | Null | Null | Null | Null
0.05737 | 7 | 0.115 | 16.5 | 0.3 | Null | Null | Null | Null | Null | Null | Null | Null | Null
0.05737 | 7 | 0.115 | 16.5 | 0.4 | Null | Null | Null | Null | Null | Null | Null | Null | Null
0.05737 | 7 | 0.115 | 16.5 | 0.5 | Null | Null | Null | Null | Null | Null | Null | Null | Null
0.05737 | 7 | 0.115 | 16.5 | 0.6 | Null | Null | Null | Null | Null | Null | Null | Null | Null
0.05737 | 7 | 0.115 | 16.5 | 0.7 | Null | Null | Null | Null | Null | Null | Null | Null | Null
0.05737 | 7 | 0.115 | 16.5 | 0.8 | Null | Null | Null | Null | Null | Null | Null | Null | Null
0.05737 | 7 | 0.115 | 16.5 | 0.9 | Null | Null | Null | Null | Null | Null | Null | Null | Null
0.05737 | 7 | 0.115 | 16.5 | 1 | Null | Null | Null | Null | Null | Null | Null | Null | Null
0.05737 | 7 | 0.115 | 17 | 0.15 | Null | Null | Null | Null | Null | Null | Null | Null | Null
0.05737 | 7 | 0.115 | 17 | 0.2 | Null | Null | Null | Null | Null | Null | Null | Null | Null
0.05737 | 7 | 0.115 | 17 | 0.3 | Null | Null | Null | Null | Null | Null | Null | Null | Null
0.05737 | 7 | 0.115 | 17 | 0.4 | Null | Null | Null | Null | Null | Null | Null | Null | Null
0.05737 | 7 | 0.115 | 17 | 0.5 | Null | Null | Null | Null | Null | Null | Null | Null | Null
0.05737 | 7 | 0.115 | 17 | 0.6 | Null | Null | Null | Null | Null | Null | Null | Null | Null
0.05737 | 7 | 0.115 | 17 | 0.7 | Null | Null | Null | Null | Null | Null | Null | Null | Null
0.05737 | 7 | 0.115 | 17 | 0.8 | Null | Null | Null | Null | Null | Null | Null | Null | Null
0.05737 | 7 | 0.115 | 17 | 0.9 | Null | Null | Null | Null | Null | Null | Null | Null | Null
0.05737 | 7 | 0.115 | 17 | 1 | Null | Null | Null | Null | Null | Null | Null | Null | Null
0.05737 | 7 | 0.115 | 17.5 | 0.15 | Null | Null | Null | Null | Null | Null | Null | Null | Null
0.05737 | 7 | 0.115 | 17.5 | 0.2 | Null | Null | Null | Null | Null | Null | Null | Null | Null
0.05737 | 7 | 0.115 | 17.5 | 0.3 | Null | Null | Null | Null | Null | Null | Null | Null | Null
0.05737 | 7 | 0.115 | 17.5 | 0.4 | Null | Null | Null | Null | Null | Null | Null | Null | Null
0.05737 | 7 | 0.115 | 17.5 | 0.5 | Null | Null | Null | Null | Null | Null | Null | Null | Null
0.05737 | 7 | 0.115 | 17.5 | 0.6 | Null | Null | Null | Null | Null | Null | Null | Null | Null
0.05737 | 7 | 0.115 | 17.5 | 0.7 | Null | Null | Null | Null | Null | Null | Null | Null | Null
0.05737 | 7 | 0.115 | 17.5 | 0.8 | Null | Null | Null | Null | Null | Null | Null | Null | Null
0.05737 | 7 | 0.115 | 17.5 | 0.9 | Null | Null | Null | Null | Null | Null | Null | Null | Null
0.05737 | 7 | 0.115 | 17.5 | 1 | Null | Null | Null | Null | Null | Null | Null | Null | Null
0.05737 | 7 | 0.115 | 18 | 0.15 | Null | Null | Null | Null | Null | Null | Null | Null | Null
0.05737 | 7 | 0.115 | 18 | 0.2 | Null | Null | Null | Null | Null | Null | Null | Null | Null
0.05737 | 7 | 0.115 | 18 | 0.3 | Null | Null | Null | Null | Null | Null | Null | Null | Null
0.05737 | 7 | 0.115 | 18 | 0.4 | Null | Null | Null | Null | Null | Null | Null | Null | Null
0.05737 | 7 | 0.115 | 18 | 0.5 | Null | Null | Null | Null | Null | Null | Null | Null | Null
0.05737 | 7 | 0.115 | 18 | 0.6 | Null | Null | Null | Null | Null | Null | Null | Null | Null
0.05737 | 7 | 0.115 | 18 | 0.7 | Null | Null | Null | Null | Null | Null | Null | Null | Null
0.05737 | 7 | 0.115 | 18 | 0.8 | Null | Null | Null | Null | Null | Null | Null | Null | Null
0.05737 | 7 | 0.115 | 18 | 0.9 | Null | Null | Null | Null | Null | Null | Null | Null | Null
0.05737 | 7 | 0.115 | 18 | 1 | Null | Null | Null | Null | Null | Null | Null | Null | Null
0.05737 | 7 | 0.115 | 21 | 0.15 | Null | Null | Null | Null | Null | Null | Null | Null | Null
0.05737 | 7 | 0.115 | 21 | 0.2 | Null | Null | Null | Null | Null | Null | Null | Null | Null
0.05737 | 7 | 0.115 | 21 | 0.3 | Null | Null | Null | Null | Null | Null | Null | Null | Null
0.05737 | 7 | 0.115 | 21 | 0.4 | Null | Null | Null | Null | Null | Null | Null | Null | Null
0.05737 | 7 | 0.115 | 21 | 0.5 | Null | Null | Null | Null | Null | Null | Null | Null | Null
0.05737 | 7 | 0.115 | 21 | 0.6 | Null | Null | Null | Null | Null | Null | Null | Null | Null
0.05737 | 7 | 0.115 | 21 | 0.7 | Null | Null | Null | Null | Null | Null | Null | Null | Null
0.05737 | 7 | 0.115 | 21 | 0.8 | Null | Null | Null | Null | Null | Null | Null | Null | Null
0.05737 | 7 | 0.115 | 21 | 0.9 | Null | Null | Null | Null | Null | Null | Null | Null | Null
0.05737 | 7 | 0.115 | 21 | 1 | Null | Null | Null | Null | Null | Null | Null | Null | Null
0.05737 | 7 | 0.115 | 24 | 0.15 | Null | Null | Null | Null | Null | Null | Null | Null | Null
0.05737 | 7 | 0.115 | 24 | 0.2 | Null | Null | Null | Null | Null | Null | Null | Null | Null
0.05737 | 7 | 0.115 | 24 | 0.3 | Null | Null | Null | Null | Null | Null | Null | Null | Null
0.05737 | 7 | 0.115 | 24 | 0.4 | Null | Null | Null | Null | Null | Null | Null | Null | Null
0.05737 | 7 | 0.115 | 24 | 0.5 | Null | Null | Null | Null | Null | Null | Null | Null | Null
0.05737 | 7 | 0.115 | 24 | 0.6 | Null | Null | Null | Null | Null | Null | Null | Null | Null
0.05737 | 7 | 0.115 | 24 | 0.7 | Null | Null | Null | Null | Null | Null | Null | Null | Null
0.05737 | 7 | 0.115 | 24 | 0.8 | Null | Null | Null | Null | Null | Null | Null | Null | Null
0.05737 | 7 | 0.115 | 24 | 0.9 | Null | Null | Null | Null | Null | Null | Null | Null | Null
0.05737 | 7 | 0.115 | 24 | 1 | Null | Null | Null | Null | Null | Null | Null | Null | Null
0.05737 | 7 | 0.115 | 27 | 0.15 | Null | Null | Null | Null | Null | Null | Null | Null | Null
0.05737 | 7 | 0.115 | 27 | 0.2 | Null | Null | Null | Null | Null | Null | Null | Null | Null
0.05737 | 7 | 0.115 | 27 | 0.3 | Null | Null | Null | Null | Null | Null | Null | Null | Null
0.05737 | 7 | 0.115 | 27 | 0.4 | Null | Null | Null | Null | Null | Null | Null | Null | Null
0.05737 | 7 | 0.115 | 27 | 0.5 | Null | Null | Null | Null | Null | Null | Null | Null | Null
0.05737 | 7 | 0.115 | 27 | 0.6 | Null | Null | Null | Null | Null | Null | Null | Null | Null
0.05737 | 7 | 0.115 | 27 | 0.7 | Null | Null | Null | Null | Null | Null | Null | Null | Null
0.05737 | 7 | 0.115 | 27 | 0.8 | Null | Null | Null | Null | Null | Null | Null | Null | Null
0.05737 | 7 | 0.115 | 27 | 0.9 | Null | Null | Null | Null | Null | Null | Null | Null | Null
0.05737 | 7 | 0.115 | 27 | 1 | Null | Null | Null | Null | Null | Null | Null | Null | Null
0.05737 | 7 | 0.115 | 30 | 0.15 | Null | Null | Null | Null | Null | Null | Null | Null | Null
0.05737 | 7 | 0.115 | 30 | 0.2 | Null | Null | Null | Null | Null | Null | Null | Null | Null
0.05737 | 7 | 0.115 | 30 | 0.3 | Null | Null | Null | Null | Null | Null | Null | Null | Null
0.05737 | 7 | 0.115 | 30 | 0.4 | Null | Null | Null | Null | Null | Null | Null | Null | Null
0.05737 | 7 | 0.115 | 30 | 0.5 | Null | Null | Null | Null | Null | Null | Null | Null | Null
0.05737 | 7 | 0.115 | 30 | 0.6 | Null | Null | Null | Null | Null | Null | Null | Null | Null
0.05737 | 7 | 0.115 | 30 | 0.7 | Null | Null | Null | Null | Null | Null | Null | Null | Null
0.05737 | 7 | 0.115 | 30 | 0.8 | Null | Null | Null | Null | Null | Null | Null | Null | Null
0.05737 | 7 | 0.115 | 30 | 0.9 | Null | Null | Null | Null | Null | Null | Null | Null | Null
0.05737 | 7 | 0.115 | 30 | 1 | Null | Null | Null | Null | Null | Null | Null | Null | Null
0.05737 | 9 | 0.00115 | 10.5 | 0.15 | Null | Null | Null | Null | Null | Null | Null | Null | Null
0.05737 | 9 | 0.00115 | 10.5 | 0.2 | Null | Null | Null | Null | Null | Null | Null | Null | Null
0.05737 | 9 | 0.00115 | 10.5 | 0.3 | Null | Null | Null | Null | Null | Null | Null | Null | Null
0.05737 | 9 | 0.00115 | 10.5 | 0.4 | Null | Null | Null | Null | Null | Null | Null | Null | Null
0.05737 | 9 | 0.00115 | 10.5 | 0.5 | Null | Null | Null | Null | Null | Null | Null | Null | Null
0.05737 | 9 | 0.00115 | 10.5 | 0.6 | Null | Null | Null | Null | Null | Null | Null | Null | Null
0.05737 | 9 | 0.00115 | 10.5 | 0.7 | Null | Null | Null | Null | Null | Null | Null | Null | Null
0.05737 | 9 | 0.00115 | 10.5 | 0.8 | Null | Null | Null | Null | Null | Null | Null | Null | Null
0.05737 | 9 | 0.00115 | 10.5 | 0.9 | Null | Null | Null | Null | Null | Null | Null | Null | Null
0.05737 | 9 | 0.00115 | 10.5 | 1 | Null | Null | Null | Null | Null | Null | Null | Null | Null
0.05737 | 9 | 0.00115 | 11 | 0.15 | Null | Null | Null | Null | Null | Null | Null | Null | Null
0.05737 | 9 | 0.00115 | 11 | 0.2 | Null | Null | Null | Null | Null | Null | Null | Null | Null
0.05737 | 9 | 0.00115 | 11 | 0.3 | Null | Null | Null | Null | Null | Null | Null | Null | Null
0.05737 | 9 | 0.00115 | 11 | 0.4 | Null | Null | Null | Null | Null | Null | Null | Null | Null
0.05737 | 9 | 0.00115 | 11 | 0.5 | Null | Null | Null | Null | Null | Null | Null | Null | Null
0.05737 | 9 | 0.00115 | 11 | 0.6 | Null | Null | Null | Null | Null | Null | Null | Null | Null
0.05737 | 9 | 0.00115 | 11 | 0.7 | Null | Null | Null | Null | Null | Null | Null | Null | Null
0.05737 | 9 | 0.00115 | 11 | 0.8 | Null | Null | Null | Null | Null | Null | Null | Null | Null
0.05737 | 9 | 0.00115 | 11 | 0.9 | Null | Null | Null | Null | Null | Null | Null | Null | Null
0.05737 | 9 | 0.00115 | 11 | 1 | Null | Null | Null | Null | Null | Null | Null | Null | Null
0.05737 | 9 | 0.00115 | 11.5 | 0.15 | Null | Null | Null | Null | Null | Null | Null | Null | Null
0.05737 | 9 | 0.00115 | 11.5 | 0.2 | Null | Null | Null | Null | Null | Null | Null | Null | Null
0.05737 | 9 | 0.00115 | 11.5 | 0.3 | Null | Null | Null | Null | Null | Null | Null | Null | Null
0.05737 | 9 | 0.00115 | 11.5 | 0.4 | Null | Null | Null | Null | Null | Null | Null | Null | Null
0.05737 | 9 | 0.00115 | 11.5 | 0.5 | Null | Null | Null | Null | Null | Null | Null | Null | Null
0.05737 | 9 | 0.00115 | 11.5 | 0.6 | Null | Null | Null | Null | Null | Null | Null | Null | Null
0.05737 | 9 | 0.00115 | 11.5 | 0.7 | Null | Null | Null | Null | Null | Null | Null | Null | Null
0.05737 | 9 | 0.00115 | 11.5 | 0.8 | Null | Null | Null | Null | Null | Null | Null | Null | Null
0.05737 | 9 | 0.00115 | 11.5 | 0.9 | Null | Null | Null | Null | Null | Null | Null | Null | Null
0.05737 | 9 | 0.00115 | 11.5 | 1 | Null | Null | Null | Null | Null | Null | Null | Null | Null
0.05737 | 9 | 0.00115 | 12 | 0.15 | Null | Null | Null | Null | Null | Null | Null | Null | Null
0.05737 | 9 | 0.00115 | 12 | 0.2 | Null | Null | Null | Null | Null | Null | Null | Null | Null
0.05737 | 9 | 0.00115 | 12 | 0.3 | Null | Null | Null | Null | Null | Null | Null | Null | Null
0.05737 | 9 | 0.00115 | 12 | 0.4 | Null | Null | Null | Null | Null | Null | Null | Null | Null
0.05737 | 9 | 0.00115 | 12 | 0.5 | Null | Null | Null | Null | Null | Null | Null | Null | Null
0.05737 | 9 | 0.00115 | 12 | 0.6 | Null | Null | Null | Null | Null | Null | Null | Null | Null
0.05737 | 9 | 0.00115 | 12 | 0.7 | Null | Null | Null | Null | Null | Null | Null | Null | Null
0.05737 | 9 | 0.00115 | 12 | 0.8 | Null | Null | Null | Null | Null | Null | Null | Null | Null
0.05737 | 9 | 0.00115 | 12 | 0.9 | Null | Null | Null | Null | Null | Null | Null | Null | Null
0.05737 | 9 | 0.00115 | 12 | 1 | Null | Null | Null | Null | Null | Null | Null | Null | Null
0.05737 | 9 | 0.00115 | 12.5 | 0.15 | Null | Null | Null | Null | Null | Null | Null | Null | Null
0.05737 | 9 | 0.00115 | 12.5 | 0.2 | Null | Null | Null | Null | Null | Null | Null | Null | Null
0.05737 | 9 | 0.00115 | 12.5 | 0.3 | Null | Null | Null | Null | Null | Null | Null | Null | Null
0.05737 | 9 | 0.00115 | 12.5 | 0.4 | Null | Null | Null | Null | Null | Null | Null | Null | Null
0.05737 | 9 | 0.00115 | 12.5 | 0.5 | Null | Null | Null | Null | Null | Null | Null | Null | Null
0.05737 | 9 | 0.00115 | 12.5 | 0.6 | Null | Null | Null | Null | Null | Null | Null | Null | Null
0.05737 | 9 | 0.00115 | 12.5 | 0.7 | Null | Null | Null | Null | Null | Null | Null | Null | Null
0.05737 | 9 | 0.00115 | 12.5 | 0.8 | Null | Null | Null | Null | Null | Null | Null | Null | Null
0.05737 | 9 | 0.00115 | 12.5 | 0.9 | Null | Null | Null | Null | Null | Null | Null | Null | Null
0.05737 | 9 | 0.00115 | 12.5 | 1 | Null | Null | Null | Null | Null | Null | Null | Null | Null
0.05737 | 9 | 0.00115 | 13 | 0.15 | Null | Null | Null | Null | Null | Null | Null | Null | Null
0.05737 | 9 | 0.00115 | 13 | 0.2 | Null | Null | Null | Null | Null | Null | Null | Null | Null
0.05737 | 9 | 0.00115 | 13 | 0.3 | Null | Null | Null | Null | Null | Null | Null | Null | Null
0.05737 | 9 | 0.00115 | 13 | 0.4 | Null | Null | Null | Null | Null | Null | Null | Null | Null
0.05737 | 9 | 0.00115 | 13 | 0.5 | Null | Null | Null | Null | Null | Null | Null | Null | Null
0.05737 | 9 | 0.00115 | 13 | 0.6 | Null | Null | Null | Null | Null | Null | Null | Null | Null
0.05737 | 9 | 0.00115 | 13 | 0.7 | Null | Null | Null | Null | Null | Null | Null | Null | Null
0.05737 | 9 | 0.00115 | 13 | 0.8 | Null | Null | Null | Null | Null | Null | Null | Null | Null
0.05737 | 9 | 0.00115 | 13 | 0.9 | Null | Null | Null | Null | Null | Null | Null | Null | Null
0.05737 | 9 | 0.00115 | 13 | 1 | Null | Null | Null | Null | Null | Null | Null | Null | Null
0.05737 | 9 | 0.00115 | 13.5 | 0.15 | Null | Null | Null | Null | Null | Null | Null | Null | Null
0.05737 | 9 | 0.00115 | 13.5 | 0.2 | Null | Null | Null | Null | Null | Null | Null | Null | Null
0.05737 | 9 | 0.00115 | 13.5 | 0.3 | Null | Null | Null | Null | Null | Null | Null | Null | Null
0.05737 | 9 | 0.00115 | 13.5 | 0.4 | Null | Null | Null | Null | Null | Null | Null | Null | Null
0.05737 | 9 | 0.00115 | 13.5 | 0.5 | Null | Null | Null | Null | Null | Null | Null | Null | Null
0.05737 | 9 | 0.00115 | 13.5 | 0.6 | Null | Null | Null | Null | Null | Null | Null | Null | Null
0.05737 | 9 | 0.00115 | 13.5 | 0.7 | Null | Null | Null | Null | Null | Null | Null | Null | Null
0.05737 | 9 | 0.00115 | 13.5 | 0.8 | Null | Null | Null | Null | Null | Null | Null | Null | Null
0.05737 | 9 | 0.00115 | 13.5 | 0.9 | Null | Null | Null | Null | Null | Null | Null | Null | Null
0.05737 | 9 | 0.00115 | 13.5 | 1 | Null | Null | Null | Null | Null | Null | Null | Null | Null
0.05737 | 9 | 0.00115 | 14 | 0.15 | Null | Null | Null | Null | Null | Null | Null | Null | Null
0.05737 | 9 | 0.00115 | 14 | 0.2 | Null | Null | Null | Null | Null | Null | Null | Null | Null
0.05737 | 9 | 0.00115 | 14 | 0.3 | Null | Null | Null | Null | Null | Null | Null | Null | Null
0.05737 | 9 | 0.00115 | 14 | 0.4 | Null | Null | Null | Null | Null | Null | Null | Null | Null
0.05737 | 9 | 0.00115 | 14 | 0.5 | Null | Null | Null | Null | Null | Null | Null | Null | Null
0.05737 | 9 | 0.00115 | 14 | 0.6 | Null | Null | Null | Null | Null | Null | Null | Null | Null
0.05737 | 9 | 0.00115 | 14 | 0.7 | Null | Null | Null | Null | Null | Null | Null | Null | Null
0.05737 | 9 | 0.00115 | 14 | 0.8 | Null | Null | Null | Null | Null | Null | Null | Null | Null
0.05737 | 9 | 0.00115 | 14 | 0.9 | Null | Null | Null | Null | Null | Null | Null | Null | Null
0.05737 | 9 | 0.00115 | 14 | 1 | Null | Null | Null | Null | Null | Null | Null | Null | Null
0.05737 | 9 | 0.00115 | 14.5 | 0.15 | Null | Null | Null | Null | Null | Null | Null | Null | Null
0.05737 | 9 | 0.00115 | 14.5 | 0.2 | Null | Null | Null | Null | Null | Null | Null | Null | Null
0.05737 | 9 | 0.00115 | 14.5 | 0.3 | Null | Null | Null | Null | Null | Null | Null | Null | Null
0.05737 | 9 | 0.00115 | 14.5 | 0.4 | Null | Null | Null | Null | Null | Null | Null | Null | Null
0.05737 | 9 | 0.00115 | 14.5 | 0.5 | Null | Null | Null | Null | Null | Null | Null | Null | Null
0.05737 | 9 | 0.00115 | 14.5 | 0.6 | Null | Null | Null | Null | Null | Null | Null | Null | Null
0.05737 | 9 | 0.00115 | 14.5 | 0.7 | Null | Null | Null | Null | Null | Null | Null | Null | Null
0.05737 | 9 | 0.00115 | 14.5 | 0.8 | Null | Null | Null | Null | Null | Null | Null | Null | Null
0.05737 | 9 | 0.00115 | 14.5 | 0.9 | Null | Null | Null | Null | Null | Null | Null | Null | Null
0.05737 | 9 | 0.00115 | 14.5 | 1 | Null | Null | Null | Null | Null | Null | Null | Null | Null
0.05737 | 9 | 0.00115 | 15 | 0.15 | Null | Null | Null | Null | Null | Null | Null | Null | Null
0.05737 | 9 | 0.00115 | 15 | 0.2 | Null | Null | Null | Null | Null | Null | Null | Null | Null
0.05737 | 9 | 0.00115 | 15 | 0.3 | Null | Null | Null | Null | Null | Null | Null | Null | Null
0.05737 | 9 | 0.00115 | 15 | 0.4 | Null | Null | Null | Null | Null | Null | Null | Null | Null
0.05737 | 9 | 0.00115 | 15 | 0.5 | Null | Null | Null | Null | Null | Null | Null | Null | Null
0.05737 | 9 | 0.00115 | 15 | 0.6 | Null | Null | Null | Null | Null | Null | Null | Null | Null
0.05737 | 9 | 0.00115 | 15 | 0.7 | Null | Null | Null | Null | Null | Null | Null | Null | Null
0.05737 | 9 | 0.00115 | 15 | 0.8 | Null | Null | Null | Null | Null | Null | Null | Null | Null
0.05737 | 9 | 0.00115 | 15 | 0.9 | Null | Null | Null | Null | Null | Null | Null | Null | Null
0.05737 | 9 | 0.00115 | 15 | 1 | Null | Null | Null | Null | Null | Null | Null | Null | Null
0.05737 | 9 | 0.00115 | 15.5 | 0.15 | Null | Null | Null | Null | Null | Null | Null | Null | Null
0.05737 | 9 | 0.00115 | 15.5 | 0.2 | Null | Null | Null | Null | Null | Null | Null | Null | Null
0.05737 | 9 | 0.00115 | 15.5 | 0.3 | Null | Null | Null | Null | Null | Null | Null | Null | Null
0.05737 | 9 | 0.00115 | 15.5 | 0.4 | Null | Null | Null | Null | Null | Null | Null | Null | Null
0.05737 | 9 | 0.00115 | 15.5 | 0.5 | Null | Null | Null | Null | Null | Null | Null | Null | Null
0.05737 | 9 | 0.00115 | 15.5 | 0.6 | Null | Null | Null | Null | Null | Null | Null | Null | Null
0.05737 | 9 | 0.00115 | 15.5 | 0.7 | Null | Null | Null | Null | Null | Null | Null | Null | Null
0.05737 | 9 | 0.00115 | 15.5 | 0.8 | Null | Null | Null | Null | Null | Null | Null | Null | Null
0.05737 | 9 | 0.00115 | 15.5 | 0.9 | Null | Null | Null | Null | Null | Null | Null | Null | Null
0.05737 | 9 | 0.00115 | 15.5 | 1 | Null | Null | Null | Null | Null | Null | Null | Null | Null
0.05737 | 9 | 0.00115 | 16 | 0.15 | Null | Null | Null | Null | Null | Null | Null | Null | Null
0.05737 | 9 | 0.00115 | 16 | 0.2 | Null | Null | Null | Null | Null | Null | Null | Null | Null
0.05737 | 9 | 0.00115 | 16 | 0.3 | Null | Null | Null | Null | Null | Null | Null | Null | Null
0.05737 | 9 | 0.00115 | 16 | 0.4 | Null | Null | Null | Null | Null | Null | Null | Null | Null
0.05737 | 9 | 0.00115 | 16 | 0.5 | Null | Null | Null | Null | Null | Null | Null | Null | Null
0.05737 | 9 | 0.00115 | 16 | 0.6 | Null | Null | Null | Null | Null | Null | Null | Null | Null
0.05737 | 9 | 0.00115 | 16 | 0.7 | Null | Null | Null | Null | Null | Null | Null | Null | Null
0.05737 | 9 | 0.00115 | 16 | 0.8 | Null | Null | Null | Null | Null | Null | Null | Null | Null
0.05737 | 9 | 0.00115 | 16 | 0.9 | Null | Null | Null | Null | Null | Null | Null | Null | Null
0.05737 | 9 | 0.00115 | 16 | 1 | Null | Null | Null | Null | Null | Null | Null | Null | Null
0.05737 | 9 | 0.00115 | 16.5 | 0.15 | Null | Null | Null | Null | Null | Null | Null | Null | Null
0.05737 | 9 | 0.00115 | 16.5 | 0.2 | Null | Null | Null | Null | Null | Null | Null | Null | Null
0.05737 | 9 | 0.00115 | 16.5 | 0.3 | Null | Null | Null | Null | Null | Null | Null | Null | Null
0.05737 | 9 | 0.00115 | 16.5 | 0.4 | Null | Null | Null | Null | Null | Null | Null | Null | Null
0.05737 | 9 | 0.00115 | 16.5 | 0.5 | Null | Null | Null | Null | Null | Null | Null | Null | Null
0.05737 | 9 | 0.00115 | 16.5 | 0.6 | Null | Null | Null | Null | Null | Null | Null | Null | Null
0.05737 | 9 | 0.00115 | 16.5 | 0.7 | Null | Null | Null | Null | Null | Null | Null | Null | Null
0.05737 | 9 | 0.00115 | 16.5 | 0.8 | Null | Null | Null | Null | Null | Null | Null | Null | Null
0.05737 | 9 | 0.00115 | 16.5 | 0.9 | Null | Null | Null | Null | Null | Null | Null | Null | Null
0.05737 | 9 | 0.00115 | 16.5 | 1 | Null | Null | Null | Null | Null | Null | Null | Null | Null
0.05737 | 9 | 0.00115 | 17 | 0.15 | Null | Null | Null | Null | Null | Null | Null | Null | Null
0.05737 | 9 | 0.00115 | 17 | 0.2 | Null | Null | Null | Null | Null | Null | Null | Null | Null
0.05737 | 9 | 0.00115 | 17 | 0.3 | Null | Null | Null | Null | Null | Null | Null | Null | Null
0.05737 | 9 | 0.00115 | 17 | 0.4 | Null | Null | Null | Null | Null | Null | Null | Null | Null
0.05737 | 9 | 0.00115 | 17 | 0.5 | Null | Null | Null | Null | Null | Null | Null | Null | Null
0.05737 | 9 | 0.00115 | 17 | 0.6 | Null | Null | Null | Null | Null | Null | Null | Null | Null
0.05737 | 9 | 0.00115 | 17 | 0.7 | Null | Null | Null | Null | Null | Null | Null | Null | Null
0.05737 | 9 | 0.00115 | 17 | 0.8 | Null | Null | Null | Null | Null | Null | Null | Null | Null
0.05737 | 9 | 0.00115 | 17 | 0.9 | Null | Null | Null | Null | Null | Null | Null | Null | Null
0.05737 | 9 | 0.00115 | 17 | 1 | Null | Null | Null | Null | Null | Null | Null | Null | Null
0.05737 | 9 | 0.00115 | 17.5 | 0.15 | Null | Null | Null | Null | Null | Null | Null | Null | Null
0.05737 | 9 | 0.00115 | 17.5 | 0.2 | Null | Null | Null | Null | Null | Null | Null | Null | Null
0.05737 | 9 | 0.00115 | 17.5 | 0.3 | Null | Null | Null | Null | Null | Null | Null | Null | Null
0.05737 | 9 | 0.00115 | 17.5 | 0.4 | Null | Null | Null | Null | Null | Null | Null | Null | Null
0.05737 | 9 | 0.00115 | 17.5 | 0.5 | Null | Null | Null | Null | Null | Null | Null | Null | Null
0.05737 | 9 | 0.00115 | 17.5 | 0.6 | Null | Null | Null | Null | Null | Null | Null | Null | Null
0.05737 | 9 | 0.00115 | 17.5 | 0.7 | Null | Null | Null | Null | Null | Null | Null | Null | Null
0.05737 | 9 | 0.00115 | 17.5 | 0.8 | Null | Null | Null | Null | Null | Null | Null | Null | Null
0.05737 | 9 | 0.00115 | 17.5 | 0.9 | Null | Null | Null | Null | Null | Null | Null | Null | Null
0.05737 | 9 | 0.00115 | 17.5 | 1 | Null | Null | Null | Null | Null | Null | Null | Null | Null
0.05737 | 9 | 0.00115 | 18 | 0.15 | Null | Null | Null | Null | Null | Null | Null | Null | Null
0.05737 | 9 | 0.00115 | 18 | 0.2 | Null | Null | Null | Null | Null | Null | Null | Null | Null
0.05737 | 9 | 0.00115 | 18 | 0.3 | Null | Null | Null | Null | Null | Null | Null | Null | Null
0.05737 | 9 | 0.00115 | 18 | 0.4 | Null | Null | Null | Null | Null | Null | Null | Null | Null
0.05737 | 9 | 0.00115 | 18 | 0.5 | Null | Null | Null | Null | Null | Null | Null | Null | Null
0.05737 | 9 | 0.00115 | 18 | 0.6 | Null | Null | Null | Null | Null | Null | Null | Null | Null
0.05737 | 9 | 0.00115 | 18 | 0.7 | Null | Null | Null | Null | Null | Null | Null | Null | Null
0.05737 | 9 | 0.00115 | 18 | 0.8 | Null | Null | Null | Null | Null | Null | Null | Null | Null
0.05737 | 9 | 0.00115 | 18 | 0.9 | Null | Null | Null | Null | Null | Null | Null | Null | Null
0.05737 | 9 | 0.00115 | 18 | 1 | Null | Null | Null | Null | Null | Null | Null | Null | Null
0.05737 | 9 | 0.00115 | 21 | 0.15 | Null | Null | Null | Null | Null | Null | Null | Null | Null
0.05737 | 9 | 0.00115 | 21 | 0.2 | Null | Null | Null | Null | Null | Null | Null | Null | Null
0.05737 | 9 | 0.00115 | 21 | 0.3 | Null | Null | Null | Null | Null | Null | Null | Null | Null
0.05737 | 9 | 0.00115 | 21 | 0.4 | Null | Null | Null | Null | Null | Null | Null | Null | Null
0.05737 | 9 | 0.00115 | 21 | 0.5 | Null | Null | Null | Null | Null | Null | Null | Null | Null
0.05737 | 9 | 0.00115 | 21 | 0.6 | Null | Null | Null | Null | Null | Null | Null | Null | Null
0.05737 | 9 | 0.00115 | 21 | 0.7 | Null | Null | Null | Null | Null | Null | Null | Null | Null
0.05737 | 9 | 0.00115 | 21 | 0.8 | Null | Null | Null | Null | Null | Null | Null | Null | Null
0.05737 | 9 | 0.00115 | 21 | 0.9 | Null | Null | Null | Null | Null | Null | Null | Null | Null
0.05737 | 9 | 0.00115 | 21 | 1 | Null | Null | Null | Null | Null | Null | Null | Null | Null
0.05737 | 9 | 0.00115 | 24 | 0.15 | Null | Null | Null | Null | Null | Null | Null | Null | Null
0.05737 | 9 | 0.00115 | 24 | 0.2 | Null | Null | Null | Null | Null | Null | Null | Null | Null
0.05737 | 9 | 0.00115 | 24 | 0.3 | Null | Null | Null | Null | Null | Null | Null | Null | Null
0.05737 | 9 | 0.00115 | 24 | 0.4 | Null | Null | Null | Null | Null | Null | Null | Null | Null
0.05737 | 9 | 0.00115 | 24 | 0.5 | Null | Null | Null | Null | Null | Null | Null | Null | Null
0.05737 | 9 | 0.00115 | 24 | 0.6 | Null | Null | Null | Null | Null | Null | Null | Null | Null
0.05737 | 9 | 0.00115 | 24 | 0.7 | Null | Null | Null | Null | Null | Null | Null | Null | Null
0.05737 | 9 | 0.00115 | 24 | 0.8 | Null | Null | Null | Null | Null | Null | Null | Null | Null
0.05737 | 9 | 0.00115 | 24 | 0.9 | Null | Null | Null | Null | Null | Null | Null | Null | Null
0.05737 | 9 | 0.00115 | 24 | 1 | Null | Null | Null | Null | Null | Null | Null | Null | Null
0.05737 | 9 | 0.00115 | 27 | 0.15 | Null | Null | Null | Null | Null | Null | Null | Null | Null
0.05737 | 9 | 0.00115 | 27 | 0.2 | Null | Null | Null | Null | Null | Null | Null | Null | Null
0.05737 | 9 | 0.00115 | 27 | 0.3 | Null | Null | Null | Null | Null | Null | Null | Null | Null
0.05737 | 9 | 0.00115 | 27 | 0.4 | Null | Null | Null | Null | Null | Null | Null | Null | Null
0.05737 | 9 | 0.00115 | 27 | 0.5 | Null | Null | Null | Null | Null | Null | Null | Null | Null
0.05737 | 9 | 0.00115 | 27 | 0.6 | Null | Null | Null | Null | Null | Null | Null | Null | Null
0.05737 | 9 | 0.00115 | 27 | 0.7 | Null | Null | Null | Null | Null | Null | Null | Null | Null
0.05737 | 9 | 0.00115 | 27 | 0.8 | Null | Null | Null | Null | Null | Null | Null | Null | Null
0.05737 | 9 | 0.00115 | 27 | 0.9 | Null | Null | Null | Null | Null | Null | Null | Null | Null
0.05737 | 9 | 0.00115 | 27 | 1 | Null | Null | Null | Null | Null | Null | Null | Null | Null
0.05737 | 9 | 0.00115 | 30 | 0.15 | Null | Null | Null | Null | Null | Null | Null | Null | Null
0.05737 | 9 | 0.00115 | 30 | 0.2 | Null | Null | Null | Null | Null | Null | Null | Null | Null
0.05737 | 9 | 0.00115 | 30 | 0.3 | Null | Null | Null | Null | Null | Null | Null | Null | Null
0.05737 | 9 | 0.00115 | 30 | 0.4 | Null | Null | Null | Null | Null | Null | Null | Null | Null
0.05737 | 9 | 0.00115 | 30 | 0.5 | Null | Null | Null | Null | Null | Null | Null | Null | Null
0.05737 | 9 | 0.00115 | 30 | 0.6 | Null | Null | Null | Null | Null | Null | Null | Null | Null
0.05737 | 9 | 0.00115 | 30 | 0.7 | Null | Null | Null | Null | Null | Null | Null | Null | Null
0.05737 | 9 | 0.00115 | 30 | 0.8 | Null | Null | Null | Null | Null | Null | Null | Null | Null
0.05737 | 9 | 0.00115 | 30 | 0.9 | Null | Null | Null | Null | Null | Null | Null | Null | Null
0.05737 | 9 | 0.00115 | 30 | 1 | Null | Null | Null | Null | Null | Null | Null | Null | Null
0.05737 | 9 | 0.077 | 10.5 | 0.15 | Null | Null | Null | Null | Null | Null | Null | Null | Null
0.05737 | 9 | 0.077 | 10.5 | 0.2 | Null | Null | Null | Null | Null | Null | Null | Null | Null
0.05737 | 9 | 0.077 | 10.5 | 0.3 | Null | Null | Null | Null | Null | Null | Null | Null | Null
0.05737 | 9 | 0.077 | 10.5 | 0.4 | Null | Null | Null | Null | Null | Null | Null | Null | Null
0.05737 | 9 | 0.077 | 10.5 | 0.5 | Null | Null | Null | Null | Null | Null | Null | Null | Null
0.05737 | 9 | 0.077 | 10.5 | 0.6 | Null | Null | Null | Null | Null | Null | Null | Null | Null
0.05737 | 9 | 0.077 | 10.5 | 0.7 | Null | Null | Null | Null | Null | Null | Null | Null | Null
0.05737 | 9 | 0.077 | 10.5 | 0.8 | Null | Null | Null | Null | Null | Null | Null | Null | Null
0.05737 | 9 | 0.077 | 10.5 | 0.9 | Null | Null | Null | Null | Null | Null | Null | Null | Null
0.05737 | 9 | 0.077 | 10.5 | 1 | Null | Null | Null | Null | Null | Null | Null | Null | Null
0.05737 | 9 | 0.077 | 11 | 0.15 | Null | Null | Null | Null | Null | Null | Null | Null | Null
0.05737 | 9 | 0.077 | 11 | 0.2 | Null | Null | Null | Null | Null | Null | Null | Null | Null
0.05737 | 9 | 0.077 | 11 | 0.3 | Null | Null | Null | Null | Null | Null | Null | Null | Null
0.05737 | 9 | 0.077 | 11 | 0.4 | Null | Null | Null | Null | Null | Null | Null | Null | Null
0.05737 | 9 | 0.077 | 11 | 0.5 | Null | Null | Null | Null | Null | Null | Null | Null | Null
0.05737 | 9 | 0.077 | 11 | 0.6 | Null | Null | Null | Null | Null | Null | Null | Null | Null
0.05737 | 9 | 0.077 | 11 | 0.7 | Null | Null | Null | Null | Null | Null | Null | Null | Null
0.05737 | 9 | 0.077 | 11 | 0.8 | Null | Null | Null | Null | Null | Null | Null | Null | Null
0.05737 | 9 | 0.077 | 11 | 0.9 | Null | Null | Null | Null | Null | Null | Null | Null | Null
0.05737 | 9 | 0.077 | 11 | 1 | Null | Null | Null | Null | Null | Null | Null | Null | Null
0.05737 | 9 | 0.077 | 11.5 | 0.15 | Null | Null | Null | Null | Null | Null | Null | Null | Null
0.05737 | 9 | 0.077 | 11.5 | 0.2 | Null | Null | Null | Null | Null | Null | Null | Null | Null
0.05737 | 9 | 0.077 | 11.5 | 0.3 | Null | Null | Null | Null | Null | Null | Null | Null | Null
0.05737 | 9 | 0.077 | 11.5 | 0.4 | Null | Null | Null | Null | Null | Null | Null | Null | Null
0.05737 | 9 | 0.077 | 11.5 | 0.5 | Null | Null | Null | Null | Null | Null | Null | Null | Null
0.05737 | 9 | 0.077 | 11.5 | 0.6 | Null | Null | Null | Null | Null | Null | Null | Null | Null
0.05737 | 9 | 0.077 | 11.5 | 0.7 | Null | Null | Null | Null | Null | Null | Null | Null | Null
0.05737 | 9 | 0.077 | 11.5 | 0.8 | Null | Null | Null | Null | Null | Null | Null | Null | Null
0.05737 | 9 | 0.077 | 11.5 | 0.9 | Null | Null | Null | Null | Null | Null | Null | Null | Null
0.05737 | 9 | 0.077 | 11.5 | 1 | Null | Null | Null | Null | Null | Null | Null | Null | Null
0.05737 | 9 | 0.077 | 12 | 0.15 | Null | Null | Null | Null | Null | Null | Null | Null | Null
0.05737 | 9 | 0.077 | 12 | 0.2 | Null | Null | Null | Null | Null | Null | Null | Null | Null
0.05737 | 9 | 0.077 | 12 | 0.3 | Null | Null | Null | Null | Null | Null | Null | Null | Null
0.05737 | 9 | 0.077 | 12 | 0.4 | Null | Null | Null | Null | Null | Null | Null | Null | Null
0.05737 | 9 | 0.077 | 12 | 0.5 | Null | Null | Null | Null | Null | Null | Null | Null | Null
0.05737 | 9 | 0.077 | 12 | 0.6 | Null | Null | Null | Null | Null | Null | Null | Null | Null
0.05737 | 9 | 0.077 | 12 | 0.7 | Null | Null | Null | Null | Null | Null | Null | Null | Null
0.05737 | 9 | 0.077 | 12 | 0.8 | Null | Null | Null | Null | Null | Null | Null | Null | Null
0.05737 | 9 | 0.077 | 12 | 0.9 | Null | Null | Null | Null | Null | Null | Null | Null | Null
0.05737 | 9 | 0.077 | 12 | 1 | Null | Null | Null | Null | Null | Null | Null | Null | Null
0.05737 | 9 | 0.077 | 12.5 | 0.15 | Null | Null | Null | Null | Null | Null | Null | Null | Null
0.05737 | 9 | 0.077 | 12.5 | 0.2 | Null | Null | Null | Null | Null | Null | Null | Null | Null
0.05737 | 9 | 0.077 | 12.5 | 0.3 | Null | Null | Null | Null | Null | Null | Null | Null | Null
0.05737 | 9 | 0.077 | 12.5 | 0.4 | Null | Null | Null | Null | Null | Null | Null | Null | Null
0.05737 | 9 | 0.077 | 12.5 | 0.5 | Null | Null | Null | Null | Null | Null | Null | Null | Null
0.05737 | 9 | 0.077 | 12.5 | 0.6 | Null | Null | Null | Null | Null | Null | Null | Null | Null
0.05737 | 9 | 0.077 | 12.5 | 0.7 | Null | Null | Null | Null | Null | Null | Null | Null | Null
0.05737 | 9 | 0.077 | 12.5 | 0.8 | Null | Null | Null | Null | Null | Null | Null | Null | Null
0.05737 | 9 | 0.077 | 12.5 | 0.9 | Null | Null | Null | Null | Null | Null | Null | Null | Null
0.05737 | 9 | 0.077 | 12.5 | 1 | Null | Null | Null | Null | Null | Null | Null | Null | Null
0.05737 | 9 | 0.077 | 13 | 0.15 | Null | Null | Null | Null | Null | Null | Null | Null | Null
0.05737 | 9 | 0.077 | 13 | 0.2 | Null | Null | Null | Null | Null | Null | Null | Null | Null
0.05737 | 9 | 0.077 | 13 | 0.3 | Null | Null | Null | Null | Null | Null | Null | Null | Null
0.05737 | 9 | 0.077 | 13 | 0.4 | Null | Null | Null | Null | Null | Null | Null | Null | Null
0.05737 | 9 | 0.077 | 13 | 0.5 | Null | Null | Null | Null | Null | Null | Null | Null | Null
0.05737 | 9 | 0.077 | 13 | 0.6 | Null | Null | Null | Null | Null | Null | Null | Null | Null
0.05737 | 9 | 0.077 | 13 | 0.7 | Null | Null | Null | Null | Null | Null | Null | Null | Null
0.05737 | 9 | 0.077 | 13 | 0.8 | Null | Null | Null | Null | Null | Null | Null | Null | Null
0.05737 | 9 | 0.077 | 13 | 0.9 | Null | Null | Null | Null | Null | Null | Null | Null | Null
0.05737 | 9 | 0.077 | 13 | 1 | Null | Null | Null | Null | Null | Null | Null | Null | Null
0.05737 | 9 | 0.077 | 13.5 | 0.15 | Null | Null | Null | Null | Null | Null | Null | Null | Null
0.05737 | 9 | 0.077 | 13.5 | 0.2 | Null | Null | Null | Null | Null | Null | Null | Null | Null
0.05737 | 9 | 0.077 | 13.5 | 0.3 | Null | Null | Null | Null | Null | Null | Null | Null | Null
0.05737 | 9 | 0.077 | 13.5 | 0.4 | Null | Null | Null | Null | Null | Null | Null | Null | Null
0.05737 | 9 | 0.077 | 13.5 | 0.5 | Null | Null | Null | Null | Null | Null | Null | Null | Null
0.05737 | 9 | 0.077 | 13.5 | 0.6 | Null | Null | Null | Null | Null | Null | Null | Null | Null
0.05737 | 9 | 0.077 | 13.5 | 0.7 | Null | Null | Null | Null | Null | Null | Null | Null | Null
0.05737 | 9 | 0.077 | 13.5 | 0.8 | Null | Null | Null | Null | Null | Null | Null | Null | Null
0.05737 | 9 | 0.077 | 13.5 | 0.9 | Null | Null | Null | Null | Null | Null | Null | Null | Null
0.05737 | 9 | 0.077 | 13.5 | 1 | Null | Null | Null | Null | Null | Null | Null | Null | Null
0.05737 | 9 | 0.077 | 14 | 0.15 | Null | Null | Null | Null | Null | Null | Null | Null | Null
0.05737 | 9 | 0.077 | 14 | 0.2 | Null | Null | Null | Null | Null | Null | Null | Null | Null
0.05737 | 9 | 0.077 | 14 | 0.3 | Null | Null | Null | Null | Null | Null | Null | Null | Null
0.05737 | 9 | 0.077 | 14 | 0.4 | Null | Null | Null | Null | Null | Null | Null | Null | Null
0.05737 | 9 | 0.077 | 14 | 0.5 | Null | Null | Null | Null | Null | Null | Null | Null | Null
0.05737 | 9 | 0.077 | 14 | 0.6 | Null | Null | Null | Null | Null | Null | Null | Null | Null
0.05737 | 9 | 0.077 | 14 | 0.7 | Null | Null | Null | Null | Null | Null | Null | Null | Null
0.05737 | 9 | 0.077 | 14 | 0.8 | Null | Null | Null | Null | Null | Null | Null | Null | Null
0.05737 | 9 | 0.077 | 14 | 0.9 | Null | Null | Null | Null | Null | Null | Null | Null | Null
0.05737 | 9 | 0.077 | 14 | 1 | Null | Null | Null | Null | Null | Null | Null | Null | Null
0.05737 | 9 | 0.077 | 14.5 | 0.15 | Null | Null | Null | Null | Null | Null | Null | Null | Null
0.05737 | 9 | 0.077 | 14.5 | 0.2 | Null | Null | Null | Null | Null | Null | Null | Null | Null
0.05737 | 9 | 0.077 | 14.5 | 0.3 | Null | Null | Null | Null | Null | Null | Null | Null | Null
0.05737 | 9 | 0.077 | 14.5 | 0.4 | Null | Null | Null | Null | Null | Null | Null | Null | Null
0.05737 | 9 | 0.077 | 14.5 | 0.5 | Null | Null | Null | Null | Null | Null | Null | Null | Null
0.05737 | 9 | 0.077 | 14.5 | 0.6 | Null | Null | Null | Null | Null | Null | Null | Null | Null
0.05737 | 9 | 0.077 | 14.5 | 0.7 | Null | Null | Null | Null | Null | Null | Null | Null | Null
0.05737 | 9 | 0.077 | 14.5 | 0.8 | Null | Null | Null | Null | Null | Null | Null | Null | Null
0.05737 | 9 | 0.077 | 14.5 | 0.9 | Null | Null | Null | Null | Null | Null | Null | Null | Null
0.05737 | 9 | 0.077 | 14.5 | 1 | Null | Null | Null | Null | Null | Null | Null | Null | Null
0.05737 | 9 | 0.077 | 15 | 0.15 | Null | Null | Null | Null | Null | Null | Null | Null | Null
0.05737 | 9 | 0.077 | 15 | 0.2 | Null | Null | Null | Null | Null | Null | Null | Null | Null
0.05737 | 9 | 0.077 | 15 | 0.3 | Null | Null | Null | Null | Null | Null | Null | Null | Null
0.05737 | 9 | 0.077 | 15 | 0.4 | Null | Null | Null | Null | Null | Null | Null | Null | Null
0.05737 | 9 | 0.077 | 15 | 0.5 | Null | Null | Null | Null | Null | Null | Null | Null | Null
0.05737 | 9 | 0.077 | 15 | 0.6 | Null | Null | Null | Null | Null | Null | Null | Null | Null
0.05737 | 9 | 0.077 | 15 | 0.7 | Null | Null | Null | Null | Null | Null | Null | Null | Null
0.05737 | 9 | 0.077 | 15 | 0.8 | Null | Null | Null | Null | Null | Null | Null | Null | Null
0.05737 | 9 | 0.077 | 15 | 0.9 | Null | Null | Null | Null | Null | Null | Null | Null | Null
0.05737 | 9 | 0.077 | 15 | 1 | Null | Null | Null | Null | Null | Null | Null | Null | Null
0.05737 | 9 | 0.077 | 15.5 | 0.15 | Null | Null | Null | Null | Null | Null | Null | Null | Null
0.05737 | 9 | 0.077 | 15.5 | 0.2 | Null | Null | Null | Null | Null | Null | Null | Null | Null
0.05737 | 9 | 0.077 | 15.5 | 0.3 | Null | Null | Null | Null | Null | Null | Null | Null | Null
0.05737 | 9 | 0.077 | 15.5 | 0.4 | Null | Null | Null | Null | Null | Null | Null | Null | Null
0.05737 | 9 | 0.077 | 15.5 | 0.5 | Null | Null | Null | Null | Null | Null | Null | Null | Null
0.05737 | 9 | 0.077 | 15.5 | 0.6 | Null | Null | Null | Null | Null | Null | Null | Null | Null
0.05737 | 9 | 0.077 | 15.5 | 0.7 | Null | Null | Null | Null | Null | Null | Null | Null | Null
0.05737 | 9 | 0.077 | 15.5 | 0.8 | Null | Null | Null | Null | Null | Null | Null | Null | Null
0.05737 | 9 | 0.077 | 15.5 | 0.9 | Null | Null | Null | Null | Null | Null | Null | Null | Null
0.05737 | 9 | 0.077 | 15.5 | 1 | Null | Null | Null | Null | Null | Null | Null | Null | Null
0.05737 | 9 | 0.077 | 16 | 0.15 | Null | Null | Null | Null | Null | Null | Null | Null | Null
0.05737 | 9 | 0.077 | 16 | 0.2 | Null | Null | Null | Null | Null | Null | Null | Null | Null
0.05737 | 9 | 0.077 | 16 | 0.3 | Null | Null | Null | Null | Null | Null | Null | Null | Null
0.05737 | 9 | 0.077 | 16 | 0.4 | Null | Null | Null | Null | Null | Null | Null | Null | Null
0.05737 | 9 | 0.077 | 16 | 0.5 | Null | Null | Null | Null | Null | Null | Null | Null | Null
0.05737 | 9 | 0.077 | 16 | 0.6 | Null | Null | Null | Null | Null | Null | Null | Null | Null
0.05737 | 9 | 0.077 | 16 | 0.7 | Null | Null | Null | Null | Null | Null | Null | Null | Null
0.05737 | 9 | 0.077 | 16 | 0.8 | Null | Null | Null | Null | Null | Null | Null | Null | Null
0.05737 | 9 | 0.077 | 16 | 0.9 | Null | Null | Null | Null | Null | Null | Null | Null | Null
0.05737 | 9 | 0.077 | 16 | 1 | Null | Null | Null | Null | Null | Null | Null | Null | Null
0.05737 | 9 | 0.077 | 16.5 | 0.15 | Null | Null | Null | Null | Null | Null | Null | Null | Null
0.05737 | 9 | 0.077 | 16.5 | 0.2 | Null | Null | Null | Null | Null | Null | Null | Null | Null
0.05737 | 9 | 0.077 | 16.5 | 0.3 | Null | Null | Null | Null | Null | Null | Null | Null | Null
0.05737 | 9 | 0.077 | 16.5 | 0.4 | Null | Null | Null | Null | Null | Null | Null | Null | Null
0.05737 | 9 | 0.077 | 16.5 | 0.5 | Null | Null | Null | Null | Null | Null | Null | Null | Null
0.05737 | 9 | 0.077 | 16.5 | 0.6 | Null | Null | Null | Null | Null | Null | Null | Null | Null
0.05737 | 9 | 0.077 | 16.5 | 0.7 | Null | Null | Null | Null | Null | Null | Null | Null | Null
0.05737 | 9 | 0.077 | 16.5 | 0.8 | Null | Null | Null | Null | Null | Null | Null | Null | Null
0.05737 | 9 | 0.077 | 16.5 | 0.9 | Null | Null | Null | Null | Null | Null | Null | Null | Null
0.05737 | 9 | 0.077 | 16.5 | 1 | Null | Null | Null | Null | Null | Null | Null | Null | Null
0.05737 | 9 | 0.077 | 17 | 0.15 | Null | Null | Null | Null | Null | Null | Null | Null | Null
0.05737 | 9 | 0.077 | 17 | 0.2 | Null | Null | Null | Null | Null | Null | Null | Null | Null
0.05737 | 9 | 0.077 | 17 | 0.3 | Null | Null | Null | Null | Null | Null | Null | Null | Null
0.05737 | 9 | 0.077 | 17 | 0.4 | Null | Null | Null | Null | Null | Null | Null | Null | Null
0.05737 | 9 | 0.077 | 17 | 0.5 | Null | Null | Null | Null | Null | Null | Null | Null | Null
0.05737 | 9 | 0.077 | 17 | 0.6 | Null | Null | Null | Null | Null | Null | Null | Null | Null
0.05737 | 9 | 0.077 | 17 | 0.7 | Null | Null | Null | Null | Null | Null | Null | Null | Null
0.05737 | 9 | 0.077 | 17 | 0.8 | Null | Null | Null | Null | Null | Null | Null | Null | Null
0.05737 | 9 | 0.077 | 17 | 0.9 | Null | Null | Null | Null | Null | Null | Null | Null | Null
0.05737 | 9 | 0.077 | 17 | 1 | Null | Null | Null | Null | Null | Null | Null | Null | Null
0.05737 | 9 | 0.077 | 17.5 | 0.15 | Null | Null | Null | Null | Null | Null | Null | Null | Null
0.05737 | 9 | 0.077 | 17.5 | 0.2 | Null | Null | Null | Null | Null | Null | Null | Null | Null
0.05737 | 9 | 0.077 | 17.5 | 0.3 | Null | Null | Null | Null | Null | Null | Null | Null | Null
0.05737 | 9 | 0.077 | 17.5 | 0.4 | Null | Null | Null | Null | Null | Null | Null | Null | Null
0.05737 | 9 | 0.077 | 17.5 | 0.5 | Null | Null | Null | Null | Null | Null | Null | Null | Null
0.05737 | 9 | 0.077 | 17.5 | 0.6 | Null | Null | Null | Null | Null | Null | Null | Null | Null
0.05737 | 9 | 0.077 | 17.5 | 0.7 | Null | Null | Null | Null | Null | Null | Null | Null | Null
0.05737 | 9 | 0.077 | 17.5 | 0.8 | Null | Null | Null | Null | Null | Null | Null | Null | Null
0.05737 | 9 | 0.077 | 17.5 | 0.9 | Null | Null | Null | Null | Null | Null | Null | Null | Null
0.05737 | 9 | 0.077 | 17.5 | 1 | Null | Null | Null | Null | Null | Null | Null | Null | Null
0.05737 | 9 | 0.077 | 18 | 0.15 | Null | Null | Null | Null | Null | Null | Null | Null | Null
0.05737 | 9 | 0.077 | 18 | 0.2 | Null | Null | Null | Null | Null | Null | Null | Null | Null
0.05737 | 9 | 0.077 | 18 | 0.3 | Null | Null | Null | Null | Null | Null | Null | Null | Null
0.05737 | 9 | 0.077 | 18 | 0.4 | Null | Null | Null | Null | Null | Null | Null | Null | Null
0.05737 | 9 | 0.077 | 18 | 0.5 | Null | Null | Null | Null | Null | Null | Null | Null | Null
0.05737 | 9 | 0.077 | 18 | 0.6 | Null | Null | Null | Null | Null | Null | Null | Null | Null
0.05737 | 9 | 0.077 | 18 | 0.7 | Null | Null | Null | Null | Null | Null | Null | Null | Null
0.05737 | 9 | 0.077 | 18 | 0.8 | Null | Null | Null | Null | Null | Null | Null | Null | Null
0.05737 | 9 | 0.077 | 18 | 0.9 | Null | Null | Null | Null | Null | Null | Null | Null | Null
0.05737 | 9 | 0.077 | 18 | 1 | Null | Null | Null | Null | Null | Null | Null | Null | Null
0.05737 | 9 | 0.077 | 21 | 0.15 | Null | Null | Null | Null | Null | Null | Null | Null | Null
0.05737 | 9 | 0.077 | 21 | 0.2 | Null | Null | Null | Null | Null | Null | Null | Null | Null
0.05737 | 9 | 0.077 | 21 | 0.3 | Null | Null | Null | Null | Null | Null | Null | Null | Null
0.05737 | 9 | 0.077 | 21 | 0.4 | Null | Null | Null | Null | Null | Null | Null | Null | Null
0.05737 | 9 | 0.077 | 21 | 0.5 | Null | Null | Null | Null | Null | Null | Null | Null | Null
0.05737 | 9 | 0.077 | 21 | 0.6 | Null | Null | Null | Null | Null | Null | Null | Null | Null
0.05737 | 9 | 0.077 | 21 | 0.7 | Null | Null | Null | Null | Null | Null | Null | Null | Null
0.05737 | 9 | 0.077 | 21 | 0.8 | Null | Null | Null | Null | Null | Null | Null | Null | Null
0.05737 | 9 | 0.077 | 21 | 0.9 | Null | Null | Null | Null | Null | Null | Null | Null | Null
0.05737 | 9 | 0.077 | 21 | 1 | Null | Null | Null | Null | Null | Null | Null | Null | Null
0.05737 | 9 | 0.077 | 24 | 0.15 | Null | Null | Null | Null | Null | Null | Null | Null | Null
0.05737 | 9 | 0.077 | 24 | 0.2 | Null | Null | Null | Null | Null | Null | Null | Null | Null
0.05737 | 9 | 0.077 | 24 | 0.3 | Null | Null | Null | Null | Null | Null | Null | Null | Null
0.05737 | 9 | 0.077 | 24 | 0.4 | Null | Null | Null | Null | Null | Null | Null | Null | Null
0.05737 | 9 | 0.077 | 24 | 0.5 | Null | Null | Null | Null | Null | Null | Null | Null | Null
0.05737 | 9 | 0.077 | 24 | 0.6 | Null | Null | Null | Null | Null | Null | Null | Null | Null
0.05737 | 9 | 0.077 | 24 | 0.7 | Null | Null | Null | Null | Null | Null | Null | Null | Null
0.05737 | 9 | 0.077 | 24 | 0.8 | Null | Null | Null | Null | Null | Null | Null | Null | Null
0.05737 | 9 | 0.077 | 24 | 0.9 | Null | Null | Null | Null | Null | Null | Null | Null | Null
0.05737 | 9 | 0.077 | 24 | 1 | Null | Null | Null | Null | Null | Null | Null | Null | Null
0.05737 | 9 | 0.077 | 27 | 0.15 | Null | Null | Null | Null | Null | Null | Null | Null | Null
0.05737 | 9 | 0.077 | 27 | 0.2 | Null | Null | Null | Null | Null | Null | Null | Null | Null
0.05737 | 9 | 0.077 | 27 | 0.3 | Null | Null | Null | Null | Null | Null | Null | Null | Null
0.05737 | 9 | 0.077 | 27 | 0.4 | Null | Null | Null | Null | Null | Null | Null | Null | Null
0.05737 | 9 | 0.077 | 27 | 0.5 | Null | Null | Null | Null | Null | Null | Null | Null | Null
0.05737 | 9 | 0.077 | 27 | 0.6 | Null | Null | Null | Null | Null | Null | Null | Null | Null
0.05737 | 9 | 0.077 | 27 | 0.7 | Null | Null | Null | Null | Null | Null | Null | Null | Null
0.05737 | 9 | 0.077 | 27 | 0.8 | Null | Null | Null | Null | Null | Null | Null | Null | Null
0.05737 | 9 | 0.077 | 27 | 0.9 | Null | Null | Null | Null | Null | Null | Null | Null | Null
0.05737 | 9 | 0.077 | 27 | 1 | Null | Null | Null | Null | Null | Null | Null | Null | Null
0.05737 | 9 | 0.077 | 30 | 0.15 | Null | Null | Null | Null | Null | Null | Null | Null | Null
0.05737 | 9 | 0.077 | 30 | 0.2 | Null | Null | Null | Null | Null | Null | Null | Null | Null
0.05737 | 9 | 0.077 | 30 | 0.3 | Null | Null | Null | Null | Null | Null | Null | Null | Null
0.05737 | 9 | 0.077 | 30 | 0.4 | Null | Null | Null | Null | Null | Null | Null | Null | Null
0.05737 | 9 | 0.077 | 30 | 0.5 | Null | Null | Null | Null | Null | Null | Null | Null | Null
0.05737 | 9 | 0.077 | 30 | 0.6 | Null | Null | Null | Null | Null | Null | Null | Null | Null
0.05737 | 9 | 0.077 | 30 | 0.7 | Null | Null | Null | Null | Null | Null | Null | Null | Null
0.05737 | 9 | 0.077 | 30 | 0.8 | Null | Null | Null | Null | Null | Null | Null | Null | Null
0.05737 | 9 | 0.077 | 30 | 0.9 | Null | Null | Null | Null | Null | Null | Null | Null | Null
0.05737 | 9 | 0.077 | 30 | 1 | Null | Null | Null | Null | Null | Null | Null | Null | Null
0.05737 | 9 | 0.09437 | 10.5 | 0.15 | Null | Null | Null | Null | Null | Null | Null | Null | Null
0.05737 | 9 | 0.09437 | 10.5 | 0.2 | Null | Null | Null | Null | Null | Null | Null | Null | Null
0.05737 | 9 | 0.09437 | 10.5 | 0.3 | Null | Null | Null | Null | Null | Null | Null | Null | Null
0.05737 | 9 | 0.09437 | 10.5 | 0.4 | Null | Null | Null | Null | Null | Null | Null | Null | Null
0.05737 | 9 | 0.09437 | 10.5 | 0.5 | Null | Null | Null | Null | Null | Null | Null | Null | Null
0.05737 | 9 | 0.09437 | 10.5 | 0.6 | Null | Null | Null | Null | Null | Null | Null | Null | Null
0.05737 | 9 | 0.09437 | 10.5 | 0.7 | Null | Null | Null | Null | Null | Null | Null | Null | Null
0.05737 | 9 | 0.09437 | 10.5 | 0.8 | Null | Null | Null | Null | Null | Null | Null | Null | Null
0.05737 | 9 | 0.09437 | 10.5 | 0.9 | Null | Null | Null | Null | Null | Null | Null | Null | Null
0.05737 | 9 | 0.09437 | 10.5 | 1 | Null | Null | Null | Null | Null | Null | Null | Null | Null
0.05737 | 9 | 0.09437 | 11 | 0.15 | Null | Null | Null | Null | Null | Null | Null | Null | Null
0.05737 | 9 | 0.09437 | 11 | 0.2 | Null | Null | Null | Null | Null | Null | Null | Null | Null
0.05737 | 9 | 0.09437 | 11 | 0.3 | Null | Null | Null | Null | Null | Null | Null | Null | Null
0.05737 | 9 | 0.09437 | 11 | 0.4 | Null | Null | Null | Null | Null | Null | Null | Null | Null
0.05737 | 9 | 0.09437 | 11 | 0.5 | Null | Null | Null | Null | Null | Null | Null | Null | Null
0.05737 | 9 | 0.09437 | 11 | 0.6 | Null | Null | Null | Null | Null | Null | Null | Null | Null
0.05737 | 9 | 0.09437 | 11 | 0.7 | Null | Null | Null | Null | Null | Null | Null | Null | Null
0.05737 | 9 | 0.09437 | 11 | 0.8 | Null | Null | Null | Null | Null | Null | Null | Null | Null
0.05737 | 9 | 0.09437 | 11 | 0.9 | Null | Null | Null | Null | Null | Null | Null | Null | Null
0.05737 | 9 | 0.09437 | 11 | 1 | Null | Null | Null | Null | Null | Null | Null | Null | Null
0.05737 | 9 | 0.09437 | 11.5 | 0.15 | Null | Null | Null | Null | Null | Null | Null | Null | Null
0.05737 | 9 | 0.09437 | 11.5 | 0.2 | Null | Null | Null | Null | Null | Null | Null | Null | Null
0.05737 | 9 | 0.09437 | 11.5 | 0.3 | Null | Null | Null | Null | Null | Null | Null | Null | Null
0.05737 | 9 | 0.09437 | 11.5 | 0.4 | Null | Null | Null | Null | Null | Null | Null | Null | Null
0.05737 | 9 | 0.09437 | 11.5 | 0.5 | Null | Null | Null | Null | Null | Null | Null | Null | Null
0.05737 | 9 | 0.09437 | 11.5 | 0.6 | Null | Null | Null | Null | Null | Null | Null | Null | Null
0.05737 | 9 | 0.09437 | 11.5 | 0.7 | Null | Null | Null | Null | Null | Null | Null | Null | Null
0.05737 | 9 | 0.09437 | 11.5 | 0.8 | Null | Null | Null | Null | Null | Null | Null | Null | Null
0.05737 | 9 | 0.09437 | 11.5 | 0.9 | Null | Null | Null | Null | Null | Null | Null | Null | Null
0.05737 | 9 | 0.09437 | 11.5 | 1 | Null | Null | Null | Null | Null | Null | Null | Null | Null
0.05737 | 9 | 0.09437 | 12 | 0.15 | Null | Null | Null | Null | Null | Null | Null | Null | Null
0.05737 | 9 | 0.09437 | 12 | 0.2 | Null | Null | Null | Null | Null | Null | Null | Null | Null
0.05737 | 9 | 0.09437 | 12 | 0.3 | Null | Null | Null | Null | Null | Null | Null | Null | Null
0.05737 | 9 | 0.09437 | 12 | 0.4 | Null | Null | Null | Null | Null | Null | Null | Null | Null
0.05737 | 9 | 0.09437 | 12 | 0.5 | Null | Null | Null | Null | Null | Null | Null | Null | Null
0.05737 | 9 | 0.09437 | 12 | 0.6 | Null | Null | Null | Null | Null | Null | Null | Null | Null
0.05737 | 9 | 0.09437 | 12 | 0.7 | Null | Null | Null | Null | Null | Null | Null | Null | Null
0.05737 | 9 | 0.09437 | 12 | 0.8 | Null | Null | Null | Null | Null | Null | Null | Null | Null
0.05737 | 9 | 0.09437 | 12 | 0.9 | Null | Null | Null | Null | Null | Null | Null | Null | Null
0.05737 | 9 | 0.09437 | 12 | 1 | Null | Null | Null | Null | Null | Null | Null | Null | Null
0.05737 | 9 | 0.09437 | 12.5 | 0.15 | Null | Null | Null | Null | Null | Null | Null | Null | Null
0.05737 | 9 | 0.09437 | 12.5 | 0.2 | Null | Null | Null | Null | Null | Null | Null | Null | Null
0.05737 | 9 | 0.09437 | 12.5 | 0.3 | Null | Null | Null | Null | Null | Null | Null | Null | Null
0.05737 | 9 | 0.09437 | 12.5 | 0.4 | Null | Null | Null | Null | Null | Null | Null | Null | Null
0.05737 | 9 | 0.09437 | 12.5 | 0.5 | Null | Null | Null | Null | Null | Null | Null | Null | Null
0.05737 | 9 | 0.09437 | 12.5 | 0.6 | Null | Null | Null | Null | Null | Null | Null | Null | Null
0.05737 | 9 | 0.09437 | 12.5 | 0.7 | Null | Null | Null | Null | Null | Null | Null | Null | Null
0.05737 | 9 | 0.09437 | 12.5 | 0.8 | Null | Null | Null | Null | Null | Null | Null | Null | Null
0.05737 | 9 | 0.09437 | 12.5 | 0.9 | Null | Null | Null | Null | Null | Null | Null | Null | Null
0.05737 | 9 | 0.09437 | 12.5 | 1 | Null | Null | Null | Null | Null | Null | Null | Null | Null
0.05737 | 9 | 0.09437 | 13 | 0.15 | Null | Null | Null | Null | Null | Null | Null | Null | Null
0.05737 | 9 | 0.09437 | 13 | 0.2 | Null | Null | Null | Null | Null | Null | Null | Null | Null
0.05737 | 9 | 0.09437 | 13 | 0.3 | Null | Null | Null | Null | Null | Null | Null | Null | Null
0.05737 | 9 | 0.09437 | 13 | 0.4 | Null | Null | Null | Null | Null | Null | Null | Null | Null
0.05737 | 9 | 0.09437 | 13 | 0.5 | Null | Null | Null | Null | Null | Null | Null | Null | Null
0.05737 | 9 | 0.09437 | 13 | 0.6 | Null | Null | Null | Null | Null | Null | Null | Null | Null
0.05737 | 9 | 0.09437 | 13 | 0.7 | Null | Null | Null | Null | Null | Null | Null | Null | Null
0.05737 | 9 | 0.09437 | 13 | 0.8 | Null | Null | Null | Null | Null | Null | Null | Null | Null
0.05737 | 9 | 0.09437 | 13 | 0.9 | Null | Null | Null | Null | Null | Null | Null | Null | Null
0.05737 | 9 | 0.09437 | 13 | 1 | Null | Null | Null | Null | Null | Null | Null | Null | Null
0.05737 | 9 | 0.09437 | 13.5 | 0.15 | Null | Null | Null | Null | Null | Null | Null | Null | Null
0.05737 | 9 | 0.09437 | 13.5 | 0.2 | Null | Null | Null | Null | Null | Null | Null | Null | Null
0.05737 | 9 | 0.09437 | 13.5 | 0.3 | Null | Null | Null | Null | Null | Null | Null | Null | Null
0.05737 | 9 | 0.09437 | 13.5 | 0.4 | Null | Null | Null | Null | Null | Null | Null | Null | Null
0.05737 | 9 | 0.09437 | 13.5 | 0.5 | Null | Null | Null | Null | Null | Null | Null | Null | Null
0.05737 | 9 | 0.09437 | 13.5 | 0.6 | Null | Null | Null | Null | Null | Null | Null | Null | Null
0.05737 | 9 | 0.09437 | 13.5 | 0.7 | Null | Null | Null | Null | Null | Null | Null | Null | Null
0.05737 | 9 | 0.09437 | 13.5 | 0.8 | Null | Null | Null | Null | Null | Null | Null | Null | Null
0.05737 | 9 | 0.09437 | 13.5 | 0.9 | Null | Null | Null | Null | Null | Null | Null | Null | Null
0.05737 | 9 | 0.09437 | 13.5 | 1 | Null | Null | Null | Null | Null | Null | Null | Null | Null
0.05737 | 9 | 0.09437 | 14 | 0.15 | Null | Null | Null | Null | Null | Null | Null | Null | Null
0.05737 | 9 | 0.09437 | 14 | 0.2 | Null | Null | Null | Null | Null | Null | Null | Null | Null
0.05737 | 9 | 0.09437 | 14 | 0.3 | Null | Null | Null | Null | Null | Null | Null | Null | Null
0.05737 | 9 | 0.09437 | 14 | 0.4 | Null | Null | Null | Null | Null | Null | Null | Null | Null
0.05737 | 9 | 0.09437 | 14 | 0.5 | Null | Null | Null | Null | Null | Null | Null | Null | Null
0.05737 | 9 | 0.09437 | 14 | 0.6 | Null | Null | Null | Null | Null | Null | Null | Null | Null
0.05737 | 9 | 0.09437 | 14 | 0.7 | Null | Null | Null | Null | Null | Null | Null | Null | Null
0.05737 | 9 | 0.09437 | 14 | 0.8 | Null | Null | Null | Null | Null | Null | Null | Null | Null
0.05737 | 9 | 0.09437 | 14 | 0.9 | Null | Null | Null | Null | Null | Null | Null | Null | Null
0.05737 | 9 | 0.09437 | 14 | 1 | Null | Null | Null | Null | Null | Null | Null | Null | Null
0.05737 | 9 | 0.09437 | 14.5 | 0.15 | Null | Null | Null | Null | Null | Null | Null | Null | Null
0.05737 | 9 | 0.09437 | 14.5 | 0.2 | Null | Null | Null | Null | Null | Null | Null | Null | Null
0.05737 | 9 | 0.09437 | 14.5 | 0.3 | Null | Null | Null | Null | Null | Null | Null | Null | Null
0.05737 | 9 | 0.09437 | 14.5 | 0.4 | Null | Null | Null | Null | Null | Null | Null | Null | Null
0.05737 | 9 | 0.09437 | 14.5 | 0.5 | Null | Null | Null | Null | Null | Null | Null | Null | Null
0.05737 | 9 | 0.09437 | 14.5 | 0.6 | Null | Null | Null | Null | Null | Null | Null | Null | Null
0.05737 | 9 | 0.09437 | 14.5 | 0.7 | Null | Null | Null | Null | Null | Null | Null | Null | Null
0.05737 | 9 | 0.09437 | 14.5 | 0.8 | Null | Null | Null | Null | Null | Null | Null | Null | Null
0.05737 | 9 | 0.09437 | 14.5 | 0.9 | Null | Null | Null | Null | Null | Null | Null | Null | Null
0.05737 | 9 | 0.09437 | 14.5 | 1 | Null | Null | Null | Null | Null | Null | Null | Null | Null
0.05737 | 9 | 0.09437 | 15 | 0.15 | Null | Null | Null | Null | Null | Null | Null | Null | Null
0.05737 | 9 | 0.09437 | 15 | 0.2 | Null | Null | Null | Null | Null | Null | Null | Null | Null
0.05737 | 9 | 0.09437 | 15 | 0.3 | Null | Null | Null | Null | Null | Null | Null | Null | Null
0.05737 | 9 | 0.09437 | 15 | 0.4 | Null | Null | Null | Null | Null | Null | Null | Null | Null
0.05737 | 9 | 0.09437 | 15 | 0.5 | Null | Null | Null | Null | Null | Null | Null | Null | Null
0.05737 | 9 | 0.09437 | 15 | 0.6 | Null | Null | Null | Null | Null | Null | Null | Null | Null
0.05737 | 9 | 0.09437 | 15 | 0.7 | Null | Null | Null | Null | Null | Null | Null | Null | Null
0.05737 | 9 | 0.09437 | 15 | 0.8 | Null | Null | Null | Null | Null | Null | Null | Null | Null
0.05737 | 9 | 0.09437 | 15 | 0.9 | Null | Null | Null | Null | Null | Null | Null | Null | Null
0.05737 | 9 | 0.09437 | 15 | 1 | Null | Null | Null | Null | Null | Null | Null | Null | Null
0.05737 | 9 | 0.09437 | 15.5 | 0.15 | Null | Null | Null | Null | Null | Null | Null | Null | Null
0.05737 | 9 | 0.09437 | 15.5 | 0.2 | Null | Null | Null | Null | Null | Null | Null | Null | Null
0.05737 | 9 | 0.09437 | 15.5 | 0.3 | Null | Null | Null | Null | Null | Null | Null | Null | Null
0.05737 | 9 | 0.09437 | 15.5 | 0.4 | Null | Null | Null | Null | Null | Null | Null | Null | Null
0.05737 | 9 | 0.09437 | 15.5 | 0.5 | Null | Null | Null | Null | Null | Null | Null | Null | Null
0.05737 | 9 | 0.09437 | 15.5 | 0.6 | Null | Null | Null | Null | Null | Null | Null | Null | Null
0.05737 | 9 | 0.09437 | 15.5 | 0.7 | Null | Null | Null | Null | Null | Null | Null | Null | Null
0.05737 | 9 | 0.09437 | 15.5 | 0.8 | Null | Null | Null | Null | Null | Null | Null | Null | Null
0.05737 | 9 | 0.09437 | 15.5 | 0.9 | Null | Null | Null | Null | Null | Null | Null | Null | Null
0.05737 | 9 | 0.09437 | 15.5 | 1 | Null | Null | Null | Null | Null | Null | Null | Null | Null
0.05737 | 9 | 0.09437 | 16 | 0.15 | Null | Null | Null | Null | Null | Null | Null | Null | Null
0.05737 | 9 | 0.09437 | 16 | 0.2 | Null | Null | Null | Null | Null | Null | Null | Null | Null
0.05737 | 9 | 0.09437 | 16 | 0.3 | Null | Null | Null | Null | Null | Null | Null | Null | Null
0.05737 | 9 | 0.09437 | 16 | 0.4 | Null | Null | Null | Null | Null | Null | Null | Null | Null
0.05737 | 9 | 0.09437 | 16 | 0.5 | Null | Null | Null | Null | Null | Null | Null | Null | Null
0.05737 | 9 | 0.09437 | 16 | 0.6 | Null | Null | Null | Null | Null | Null | Null | Null | Null
0.05737 | 9 | 0.09437 | 16 | 0.7 | Null | Null | Null | Null | Null | Null | Null | Null | Null
0.05737 | 9 | 0.09437 | 16 | 0.8 | Null | Null | Null | Null | Null | Null | Null | Null | Null
0.05737 | 9 | 0.09437 | 16 | 0.9 | Null | Null | Null | Null | Null | Null | Null | Null | Null
0.05737 | 9 | 0.09437 | 16 | 1 | Null | Null | Null | Null | Null | Null | Null | Null | Null
0.05737 | 9 | 0.09437 | 16.5 | 0.15 | Null | Null | Null | Null | Null | Null | Null | Null | Null
0.05737 | 9 | 0.09437 | 16.5 | 0.2 | Null | Null | Null | Null | Null | Null | Null | Null | Null
0.05737 | 9 | 0.09437 | 16.5 | 0.3 | Null | Null | Null | Null | Null | Null | Null | Null | Null
0.05737 | 9 | 0.09437 | 16.5 | 0.4 | Null | Null | Null | Null | Null | Null | Null | Null | Null
0.05737 | 9 | 0.09437 | 16.5 | 0.5 | Null | Null | Null | Null | Null | Null | Null | Null | Null
0.05737 | 9 | 0.09437 | 16.5 | 0.6 | Null | Null | Null | Null | Null | Null | Null | Null | Null
0.05737 | 9 | 0.09437 | 16.5 | 0.7 | Null | Null | Null | Null | Null | Null | Null | Null | Null
0.05737 | 9 | 0.09437 | 16.5 | 0.8 | Null | Null | Null | Null | Null | Null | Null | Null | Null
0.05737 | 9 | 0.09437 | 16.5 | 0.9 | Null | Null | Null | Null | Null | Null | Null | Null | Null
0.05737 | 9 | 0.09437 | 16.5 | 1 | Null | Null | Null | Null | Null | Null | Null | Null | Null
0.05737 | 9 | 0.09437 | 17 | 0.15 | Null | Null | Null | Null | Null | Null | Null | Null | Null
0.05737 | 9 | 0.09437 | 17 | 0.2 | Null | Null | Null | Null | Null | Null | Null | Null | Null
0.05737 | 9 | 0.09437 | 17 | 0.3 | Null | Null | Null | Null | Null | Null | Null | Null | Null
0.05737 | 9 | 0.09437 | 17 | 0.4 | Null | Null | Null | Null | Null | Null | Null | Null | Null
0.05737 | 9 | 0.09437 | 17 | 0.5 | Null | Null | Null | Null | Null | Null | Null | Null | Null
0.05737 | 9 | 0.09437 | 17 | 0.6 | Null | Null | Null | Null | Null | Null | Null | Null | Null
0.05737 | 9 | 0.09437 | 17 | 0.7 | Null | Null | Null | Null | Null | Null | Null | Null | Null
0.05737 | 9 | 0.09437 | 17 | 0.8 | Null | Null | Null | Null | Null | Null | Null | Null | Null
0.05737 | 9 | 0.09437 | 17 | 0.9 | Null | Null | Null | Null | Null | Null | Null | Null | Null
0.05737 | 9 | 0.09437 | 17 | 1 | Null | Null | Null | Null | Null | Null | Null | Null | Null
0.05737 | 9 | 0.09437 | 17.5 | 0.15 | Null | Null | Null | Null | Null | Null | Null | Null | Null
0.05737 | 9 | 0.09437 | 17.5 | 0.2 | Null | Null | Null | Null | Null | Null | Null | Null | Null
0.05737 | 9 | 0.09437 | 17.5 | 0.3 | Null | Null | Null | Null | Null | Null | Null | Null | Null
0.05737 | 9 | 0.09437 | 17.5 | 0.4 | Null | Null | Null | Null | Null | Null | Null | Null | Null
0.05737 | 9 | 0.09437 | 17.5 | 0.5 | Null | Null | Null | Null | Null | Null | Null | Null | Null
0.05737 | 9 | 0.09437 | 17.5 | 0.6 | Null | Null | Null | Null | Null | Null | Null | Null | Null
0.05737 | 9 | 0.09437 | 17.5 | 0.7 | Null | Null | Null | Null | Null | Null | Null | Null | Null
0.05737 | 9 | 0.09437 | 17.5 | 0.8 | Null | Null | Null | Null | Null | Null | Null | Null | Null
0.05737 | 9 | 0.09437 | 17.5 | 0.9 | Null | Null | Null | Null | Null | Null | Null | Null | Null
0.05737 | 9 | 0.09437 | 17.5 | 1 | Null | Null | Null | Null | Null | Null | Null | Null | Null
0.05737 | 9 | 0.09437 | 18 | 0.15 | Null | Null | Null | Null | Null | Null | Null | Null | Null
0.05737 | 9 | 0.09437 | 18 | 0.2 | Null | Null | Null | Null | Null | Null | Null | Null | Null
0.05737 | 9 | 0.09437 | 18 | 0.3 | Null | Null | Null | Null | Null | Null | Null | Null | Null
0.05737 | 9 | 0.09437 | 18 | 0.4 | Null | Null | Null | Null | Null | Null | Null | Null | Null
0.05737 | 9 | 0.09437 | 18 | 0.5 | Null | Null | Null | Null | Null | Null | Null | Null | Null
0.05737 | 9 | 0.09437 | 18 | 0.6 | Null | Null | Null | Null | Null | Null | Null | Null | Null
0.05737 | 9 | 0.09437 | 18 | 0.7 | Null | Null | Null | Null | Null | Null | Null | Null | Null
0.05737 | 9 | 0.09437 | 18 | 0.8 | Null | Null | Null | Null | Null | Null | Null | Null | Null
0.05737 | 9 | 0.09437 | 18 | 0.9 | Null | Null | Null | Null | Null | Null | Null | Null | Null
0.05737 | 9 | 0.09437 | 18 | 1 | Null | Null | Null | Null | Null | Null | Null | Null | Null
0.05737 | 9 | 0.09437 | 21 | 0.15 | Null | Null | Null | Null | Null | Null | Null | Null | Null
0.05737 | 9 | 0.09437 | 21 | 0.2 | Null | Null | Null | Null | Null | Null | Null | Null | Null
0.05737 | 9 | 0.09437 | 21 | 0.3 | Null | Null | Null | Null | Null | Null | Null | Null | Null
0.05737 | 9 | 0.09437 | 21 | 0.4 | Null | Null | Null | Null | Null | Null | Null | Null | Null
0.05737 | 9 | 0.09437 | 21 | 0.5 | Null | Null | Null | Null | Null | Null | Null | Null | Null
0.05737 | 9 | 0.09437 | 21 | 0.6 | Null | Null | Null | Null | Null | Null | Null | Null | Null
0.05737 | 9 | 0.09437 | 21 | 0.7 | Null | Null | Null | Null | Null | Null | Null | Null | Null
0.05737 | 9 | 0.09437 | 21 | 0.8 | Null | Null | Null | Null | Null | Null | Null | Null | Null
0.05737 | 9 | 0.09437 | 21 | 0.9 | Null | Null | Null | Null | Null | Null | Null | Null | Null
0.05737 | 9 | 0.09437 | 21 | 1 | Null | Null | Null | Null | Null | Null | Null | Null | Null
0.05737 | 9 | 0.09437 | 24 | 0.15 | Null | Null | Null | Null | Null | Null | Null | Null | Null
0.05737 | 9 | 0.09437 | 24 | 0.2 | Null | Null | Null | Null | Null | Null | Null | Null | Null
0.05737 | 9 | 0.09437 | 24 | 0.3 | Null | Null | Null | Null | Null | Null | Null | Null | Null
0.05737 | 9 | 0.09437 | 24 | 0.4 | Null | Null | Null | Null | Null | Null | Null | Null | Null
0.05737 | 9 | 0.09437 | 24 | 0.5 | Null | Null | Null | Null | Null | Null | Null | Null | Null
0.05737 | 9 | 0.09437 | 24 | 0.6 | Null | Null | Null | Null | Null | Null | Null | Null | Null
0.05737 | 9 | 0.09437 | 24 | 0.7 | Null | Null | Null | Null | Null | Null | Null | Null | Null
0.05737 | 9 | 0.09437 | 24 | 0.8 | Null | Null | Null | Null | Null | Null | Null | Null | Null
0.05737 | 9 | 0.09437 | 24 | 0.9 | Null | Null | Null | Null | Null | Null | Null | Null | Null
0.05737 | 9 | 0.09437 | 24 | 1 | Null | Null | Null | Null | Null | Null | Null | Null | Null
0.05737 | 9 | 0.09437 | 27 | 0.15 | Null | Null | Null | Null | Null | Null | Null | Null | Null
0.05737 | 9 | 0.09437 | 27 | 0.2 | Null | Null | Null | Null | Null | Null | Null | Null | Null
0.05737 | 9 | 0.09437 | 27 | 0.3 | Null | Null | Null | Null | Null | Null | Null | Null | Null
0.05737 | 9 | 0.09437 | 27 | 0.4 | Null | Null | Null | Null | Null | Null | Null | Null | Null
0.05737 | 9 | 0.09437 | 27 | 0.5 | Null | Null | Null | Null | Null | Null | Null | Null | Null
0.05737 | 9 | 0.09437 | 27 | 0.6 | Null | Null | Null | Null | Null | Null | Null | Null | Null
0.05737 | 9 | 0.09437 | 27 | 0.7 | Null | Null | Null | Null | Null | Null | Null | Null | Null
0.05737 | 9 | 0.09437 | 27 | 0.8 | Null | Null | Null | Null | Null | Null | Null | Null | Null
0.05737 | 9 | 0.09437 | 27 | 0.9 | Null | Null | Null | Null | Null | Null | Null | Null | Null
0.05737 | 9 | 0.09437 | 27 | 1 | Null | Null | Null | Null | Null | Null | Null | Null | Null
0.05737 | 9 | 0.09437 | 30 | 0.15 | Null | Null | Null | Null | Null | Null | Null | Null | Null
0.05737 | 9 | 0.09437 | 30 | 0.2 | Null | Null | Null | Null | Null | Null | Null | Null | Null
0.05737 | 9 | 0.09437 | 30 | 0.3 | Null | Null | Null | Null | Null | Null | Null | Null | Null
0.05737 | 9 | 0.09437 | 30 | 0.4 | Null | Null | Null | Null | Null | Null | Null | Null | Null
0.05737 | 9 | 0.09437 | 30 | 0.5 | Null | Null | Null | Null | Null | Null | Null | Null | Null
0.05737 | 9 | 0.09437 | 30 | 0.6 | Null | Null | Null | Null | Null | Null | Null | Null | Null
0.05737 | 9 | 0.09437 | 30 | 0.7 | Null | Null | Null | Null | Null | Null | Null | Null | Null
0.05737 | 9 | 0.09437 | 30 | 0.8 | Null | Null | Null | Null | Null | Null | Null | Null | Null
0.05737 | 9 | 0.09437 | 30 | 0.9 | Null | Null | Null | Null | Null | Null | Null | Null | Null
0.05737 | 9 | 0.09437 | 30 | 1 | Null | Null | Null | Null | Null | Null | Null | Null | Null
0.05737 | 9 | 0.09644 | 10.5 | 0.15 | Null | Null | Null | Null | Null | Null | Null | Null | Null
0.05737 | 9 | 0.09644 | 10.5 | 0.2 | Null | Null | Null | Null | Null | Null | Null | Null | Null
0.05737 | 9 | 0.09644 | 10.5 | 0.3 | Null | Null | Null | Null | Null | Null | Null | Null | Null
0.05737 | 9 | 0.09644 | 10.5 | 0.4 | Null | Null | Null | Null | Null | Null | Null | Null | Null
0.05737 | 9 | 0.09644 | 10.5 | 0.5 | Null | Null | Null | Null | Null | Null | Null | Null | Null
0.05737 | 9 | 0.09644 | 10.5 | 0.6 | Null | Null | Null | Null | Null | Null | Null | Null | Null
0.05737 | 9 | 0.09644 | 10.5 | 0.7 | Null | Null | Null | Null | Null | Null | Null | Null | Null
0.05737 | 9 | 0.09644 | 10.5 | 0.8 | Null | Null | Null | Null | Null | Null | Null | Null | Null
0.05737 | 9 | 0.09644 | 10.5 | 0.9 | Null | Null | Null | Null | Null | Null | Null | Null | Null
0.05737 | 9 | 0.09644 | 10.5 | 1 | Null | Null | Null | Null | Null | Null | Null | Null | Null
0.05737 | 9 | 0.09644 | 11 | 0.15 | Null | Null | Null | Null | Null | Null | Null | Null | Null
0.05737 | 9 | 0.09644 | 11 | 0.2 | Null | Null | Null | Null | Null | Null | Null | Null | Null
0.05737 | 9 | 0.09644 | 11 | 0.3 | Null | Null | Null | Null | Null | Null | Null | Null | Null
0.05737 | 9 | 0.09644 | 11 | 0.4 | Null | Null | Null | Null | Null | Null | Null | Null | Null
0.05737 | 9 | 0.09644 | 11 | 0.5 | Null | Null | Null | Null | Null | Null | Null | Null | Null
0.05737 | 9 | 0.09644 | 11 | 0.6 | Null | Null | Null | Null | Null | Null | Null | Null | Null
0.05737 | 9 | 0.09644 | 11 | 0.7 | Null | Null | Null | Null | Null | Null | Null | Null | Null
0.05737 | 9 | 0.09644 | 11 | 0.8 | Null | Null | Null | Null | Null | Null | Null | Null | Null
0.05737 | 9 | 0.09644 | 11 | 0.9 | Null | Null | Null | Null | Null | Null | Null | Null | Null
0.05737 | 9 | 0.09644 | 11 | 1 | Null | Null | Null | Null | Null | Null | Null | Null | Null
0.05737 | 9 | 0.09644 | 11.5 | 0.15 | Null | Null | Null | Null | Null | Null | Null | Null | Null
0.05737 | 9 | 0.09644 | 11.5 | 0.2 | Null | Null | Null | Null | Null | Null | Null | Null | Null
0.05737 | 9 | 0.09644 | 11.5 | 0.3 | Null | Null | Null | Null | Null | Null | Null | Null | Null
0.05737 | 9 | 0.09644 | 11.5 | 0.4 | Null | Null | Null | Null | Null | Null | Null | Null | Null
0.05737 | 9 | 0.09644 | 11.5 | 0.5 | Null | Null | Null | Null | Null | Null | Null | Null | Null
0.05737 | 9 | 0.09644 | 11.5 | 0.6 | Null | Null | Null | Null | Null | Null | Null | Null | Null
0.05737 | 9 | 0.09644 | 11.5 | 0.7 | Null | Null | Null | Null | Null | Null | Null | Null | Null
0.05737 | 9 | 0.09644 | 11.5 | 0.8 | Null | Null | Null | Null | Null | Null | Null | Null | Null
0.05737 | 9 | 0.09644 | 11.5 | 0.9 | Null | Null | Null | Null | Null | Null | Null | Null | Null
0.05737 | 9 | 0.09644 | 11.5 | 1 | Null | Null | Null | Null | Null | Null | Null | Null | Null
0.05737 | 9 | 0.09644 | 12 | 0.15 | Null | Null | Null | Null | Null | Null | Null | Null | Null
0.05737 | 9 | 0.09644 | 12 | 0.2 | Null | Null | Null | Null | Null | Null | Null | Null | Null
0.05737 | 9 | 0.09644 | 12 | 0.3 | Null | Null | Null | Null | Null | Null | Null | Null | Null
0.05737 | 9 | 0.09644 | 12 | 0.4 | Null | Null | Null | Null | Null | Null | Null | Null | Null
0.05737 | 9 | 0.09644 | 12 | 0.5 | Null | Null | Null | Null | Null | Null | Null | Null | Null
0.05737 | 9 | 0.09644 | 12 | 0.6 | Null | Null | Null | Null | Null | Null | Null | Null | Null
0.05737 | 9 | 0.09644 | 12 | 0.7 | Null | Null | Null | Null | Null | Null | Null | Null | Null
0.05737 | 9 | 0.09644 | 12 | 0.8 | Null | Null | Null | Null | Null | Null | Null | Null | Null
0.05737 | 9 | 0.09644 | 12 | 0.9 | Null | Null | Null | Null | Null | Null | Null | Null | Null
0.05737 | 9 | 0.09644 | 12 | 1 | Null | Null | Null | Null | Null | Null | Null | Null | Null
0.05737 | 9 | 0.09644 | 12.5 | 0.15 | Null | Null | Null | Null | Null | Null | Null | Null | Null
0.05737 | 9 | 0.09644 | 12.5 | 0.2 | Null | Null | Null | Null | Null | Null | Null | Null | Null
0.05737 | 9 | 0.09644 | 12.5 | 0.3 | Null | Null | Null | Null | Null | Null | Null | Null | Null
0.05737 | 9 | 0.09644 | 12.5 | 0.4 | Null | Null | Null | Null | Null | Null | Null | Null | Null
0.05737 | 9 | 0.09644 | 12.5 | 0.5 | Null | Null | Null | Null | Null | Null | Null | Null | Null
0.05737 | 9 | 0.09644 | 12.5 | 0.6 | Null | Null | Null | Null | Null | Null | Null | Null | Null
0.05737 | 9 | 0.09644 | 12.5 | 0.7 | Null | Null | Null | Null | Null | Null | Null | Null | Null
0.05737 | 9 | 0.09644 | 12.5 | 0.8 | Null | Null | Null | Null | Null | Null | Null | Null | Null
0.05737 | 9 | 0.09644 | 12.5 | 0.9 | Null | Null | Null | Null | Null | Null | Null | Null | Null
0.05737 | 9 | 0.09644 | 12.5 | 1 | Null | Null | Null | Null | Null | Null | Null | Null | Null
0.05737 | 9 | 0.09644 | 13 | 0.15 | Null | Null | Null | Null | Null | Null | Null | Null | Null
0.05737 | 9 | 0.09644 | 13 | 0.2 | Null | Null | Null | Null | Null | Null | Null | Null | Null
0.05737 | 9 | 0.09644 | 13 | 0.3 | Null | Null | Null | Null | Null | Null | Null | Null | Null
0.05737 | 9 | 0.09644 | 13 | 0.4 | Null | Null | Null | Null | Null | Null | Null | Null | Null
0.05737 | 9 | 0.09644 | 13 | 0.5 | Null | Null | Null | Null | Null | Null | Null | Null | Null
0.05737 | 9 | 0.09644 | 13 | 0.6 | Null | Null | Null | Null | Null | Null | Null | Null | Null
0.05737 | 9 | 0.09644 | 13 | 0.7 | Null | Null | Null | Null | Null | Null | Null | Null | Null
0.05737 | 9 | 0.09644 | 13 | 0.8 | Null | Null | Null | Null | Null | Null | Null | Null | Null
0.05737 | 9 | 0.09644 | 13 | 0.9 | Null | Null | Null | Null | Null | Null | Null | Null | Null
0.05737 | 9 | 0.09644 | 13 | 1 | Null | Null | Null | Null | Null | Null | Null | Null | Null
0.05737 | 9 | 0.09644 | 13.5 | 0.15 | Null | Null | Null | Null | Null | Null | Null | Null | Null
0.05737 | 9 | 0.09644 | 13.5 | 0.2 | Null | Null | Null | Null | Null | Null | Null | Null | Null
0.05737 | 9 | 0.09644 | 13.5 | 0.3 | Null | Null | Null | Null | Null | Null | Null | Null | Null
0.05737 | 9 | 0.09644 | 13.5 | 0.4 | Null | Null | Null | Null | Null | Null | Null | Null | Null
0.05737 | 9 | 0.09644 | 13.5 | 0.5 | Null | Null | Null | Null | Null | Null | Null | Null | Null
0.05737 | 9 | 0.09644 | 13.5 | 0.6 | Null | Null | Null | Null | Null | Null | Null | Null | Null
0.05737 | 9 | 0.09644 | 13.5 | 0.7 | Null | Null | Null | Null | Null | Null | Null | Null | Null
0.05737 | 9 | 0.09644 | 13.5 | 0.8 | Null | Null | Null | Null | Null | Null | Null | Null | Null
0.05737 | 9 | 0.09644 | 13.5 | 0.9 | Null | Null | Null | Null | Null | Null | Null | Null | Null
0.05737 | 9 | 0.09644 | 13.5 | 1 | Null | Null | Null | Null | Null | Null | Null | Null | Null
0.05737 | 9 | 0.09644 | 14 | 0.15 | Null | Null | Null | Null | Null | Null | Null | Null | Null
0.05737 | 9 | 0.09644 | 14 | 0.2 | Null | Null | Null | Null | Null | Null | Null | Null | Null
0.05737 | 9 | 0.09644 | 14 | 0.3 | Null | Null | Null | Null | Null | Null | Null | Null | Null
0.05737 | 9 | 0.09644 | 14 | 0.4 | Null | Null | Null | Null | Null | Null | Null | Null | Null
0.05737 | 9 | 0.09644 | 14 | 0.5 | Null | Null | Null | Null | Null | Null | Null | Null | Null
0.05737 | 9 | 0.09644 | 14 | 0.6 | Null | Null | Null | Null | Null | Null | Null | Null | Null
0.05737 | 9 | 0.09644 | 14 | 0.7 | Null | Null | Null | Null | Null | Null | Null | Null | Null
0.05737 | 9 | 0.09644 | 14 | 0.8 | Null | Null | Null | Null | Null | Null | Null | Null | Null
0.05737 | 9 | 0.09644 | 14 | 0.9 | Null | Null | Null | Null | Null | Null | Null | Null | Null
0.05737 | 9 | 0.09644 | 14 | 1 | Null | Null | Null | Null | Null | Null | Null | Null | Null
0.05737 | 9 | 0.09644 | 14.5 | 0.15 | Null | Null | Null | Null | Null | Null | Null | Null | Null
0.05737 | 9 | 0.09644 | 14.5 | 0.2 | Null | Null | Null | Null | Null | Null | Null | Null | Null
0.05737 | 9 | 0.09644 | 14.5 | 0.3 | Null | Null | Null | Null | Null | Null | Null | Null | Null
0.05737 | 9 | 0.09644 | 14.5 | 0.4 | Null | Null | Null | Null | Null | Null | Null | Null | Null
0.05737 | 9 | 0.09644 | 14.5 | 0.5 | Null | Null | Null | Null | Null | Null | Null | Null | Null
0.05737 | 9 | 0.09644 | 14.5 | 0.6 | Null | Null | Null | Null | Null | Null | Null | Null | Null
0.05737 | 9 | 0.09644 | 14.5 | 0.7 | Null | Null | Null | Null | Null | Null | Null | Null | Null
0.05737 | 9 | 0.09644 | 14.5 | 0.8 | Null | Null | Null | Null | Null | Null | Null | Null | Null
0.05737 | 9 | 0.09644 | 14.5 | 0.9 | Null | Null | Null | Null | Null | Null | Null | Null | Null
0.05737 | 9 | 0.09644 | 14.5 | 1 | Null | Null | Null | Null | Null | Null | Null | Null | Null
0.05737 | 9 | 0.09644 | 15 | 0.15 | Null | Null | Null | Null | Null | Null | Null | Null | Null
0.05737 | 9 | 0.09644 | 15 | 0.2 | Null | Null | Null | Null | Null | Null | Null | Null | Null
0.05737 | 9 | 0.09644 | 15 | 0.3 | Null | Null | Null | Null | Null | Null | Null | Null | Null
0.05737 | 9 | 0.09644 | 15 | 0.4 | Null | Null | Null | Null | Null | Null | Null | Null | Null
0.05737 | 9 | 0.09644 | 15 | 0.5 | Null | Null | Null | Null | Null | Null | Null | Null | Null
0.05737 | 9 | 0.09644 | 15 | 0.6 | Null | Null | Null | Null | Null | Null | Null | Null | Null
0.05737 | 9 | 0.09644 | 15 | 0.7 | Null | Null | Null | Null | Null | Null | Null | Null | Null
0.05737 | 9 | 0.09644 | 15 | 0.8 | Null | Null | Null | Null | Null | Null | Null | Null | Null
0.05737 | 9 | 0.09644 | 15 | 0.9 | Null | Null | Null | Null | Null | Null | Null | Null | Null
0.05737 | 9 | 0.09644 | 15 | 1 | Null | Null | Null | Null | Null | Null | Null | Null | Null
0.05737 | 9 | 0.09644 | 15.5 | 0.15 | Null | Null | Null | Null | Null | Null | Null | Null | Null
0.05737 | 9 | 0.09644 | 15.5 | 0.2 | Null | Null | Null | Null | Null | Null | Null | Null | Null
0.05737 | 9 | 0.09644 | 15.5 | 0.3 | Null | Null | Null | Null | Null | Null | Null | Null | Null
0.05737 | 9 | 0.09644 | 15.5 | 0.4 | Null | Null | Null | Null | Null | Null | Null | Null | Null
0.05737 | 9 | 0.09644 | 15.5 | 0.5 | Null | Null | Null | Null | Null | Null | Null | Null | Null
0.05737 | 9 | 0.09644 | 15.5 | 0.6 | Null | Null | Null | Null | Null | Null | Null | Null | Null
0.05737 | 9 | 0.09644 | 15.5 | 0.7 | Null | Null | Null | Null | Null | Null | Null | Null | Null
0.05737 | 9 | 0.09644 | 15.5 | 0.8 | Null | Null | Null | Null | Null | Null | Null | Null | Null
0.05737 | 9 | 0.09644 | 15.5 | 0.9 | Null | Null | Null | Null | Null | Null | Null | Null | Null
0.05737 | 9 | 0.09644 | 15.5 | 1 | Null | Null | Null | Null | Null | Null | Null | Null | Null
0.05737 | 9 | 0.09644 | 16 | 0.15 | Null | Null | Null | Null | Null | Null | Null | Null | Null
0.05737 | 9 | 0.09644 | 16 | 0.2 | Null | Null | Null | Null | Null | Null | Null | Null | Null
0.05737 | 9 | 0.09644 | 16 | 0.3 | Null | Null | Null | Null | Null | Null | Null | Null | Null
0.05737 | 9 | 0.09644 | 16 | 0.4 | Null | Null | Null | Null | Null | Null | Null | Null | Null
0.05737 | 9 | 0.09644 | 16 | 0.5 | Null | Null | Null | Null | Null | Null | Null | Null | Null
0.05737 | 9 | 0.09644 | 16 | 0.6 | Null | Null | Null | Null | Null | Null | Null | Null | Null
0.05737 | 9 | 0.09644 | 16 | 0.7 | Null | Null | Null | Null | Null | Null | Null | Null | Null
0.05737 | 9 | 0.09644 | 16 | 0.8 | Null | Null | Null | Null | Null | Null | Null | Null | Null
0.05737 | 9 | 0.09644 | 16 | 0.9 | Null | Null | Null | Null | Null | Null | Null | Null | Null
0.05737 | 9 | 0.09644 | 16 | 1 | Null | Null | Null | Null | Null | Null | Null | Null | Null
0.05737 | 9 | 0.09644 | 16.5 | 0.15 | Null | Null | Null | Null | Null | Null | Null | Null | Null
0.05737 | 9 | 0.09644 | 16.5 | 0.2 | Null | Null | Null | Null | Null | Null | Null | Null | Null
0.05737 | 9 | 0.09644 | 16.5 | 0.3 | Null | Null | Null | Null | Null | Null | Null | Null | Null
0.05737 | 9 | 0.09644 | 16.5 | 0.4 | Null | Null | Null | Null | Null | Null | Null | Null | Null
0.05737 | 9 | 0.09644 | 16.5 | 0.5 | Null | Null | Null | Null | Null | Null | Null | Null | Null
0.05737 | 9 | 0.09644 | 16.5 | 0.6 | Null | Null | Null | Null | Null | Null | Null | Null | Null
0.05737 | 9 | 0.09644 | 16.5 | 0.7 | Null | Null | Null | Null | Null | Null | Null | Null | Null
0.05737 | 9 | 0.09644 | 16.5 | 0.8 | Null | Null | Null | Null | Null | Null | Null | Null | Null
0.05737 | 9 | 0.09644 | 16.5 | 0.9 | Null | Null | Null | Null | Null | Null | Null | Null | Null
0.05737 | 9 | 0.09644 | 16.5 | 1 | Null | Null | Null | Null | Null | Null | Null | Null | Null
0.05737 | 9 | 0.09644 | 17 | 0.15 | Null | Null | Null | Null | Null | Null | Null | Null | Null
0.05737 | 9 | 0.09644 | 17 | 0.2 | Null | Null | Null | Null | Null | Null | Null | Null | Null
0.05737 | 9 | 0.09644 | 17 | 0.3 | Null | Null | Null | Null | Null | Null | Null | Null | Null
0.05737 | 9 | 0.09644 | 17 | 0.4 | Null | Null | Null | Null | Null | Null | Null | Null | Null
0.05737 | 9 | 0.09644 | 17 | 0.5 | Null | Null | Null | Null | Null | Null | Null | Null | Null
0.05737 | 9 | 0.09644 | 17 | 0.6 | Null | Null | Null | Null | Null | Null | Null | Null | Null
0.05737 | 9 | 0.09644 | 17 | 0.7 | Null | Null | Null | Null | Null | Null | Null | Null | Null
0.05737 | 9 | 0.09644 | 17 | 0.8 | Null | Null | Null | Null | Null | Null | Null | Null | Null
0.05737 | 9 | 0.09644 | 17 | 0.9 | Null | Null | Null | Null | Null | Null | Null | Null | Null
0.05737 | 9 | 0.09644 | 17 | 1 | Null | Null | Null | Null | Null | Null | Null | Null | Null
0.05737 | 9 | 0.09644 | 17.5 | 0.15 | Null | Null | Null | Null | Null | Null | Null | Null | Null
0.05737 | 9 | 0.09644 | 17.5 | 0.2 | Null | Null | Null | Null | Null | Null | Null | Null | Null
0.05737 | 9 | 0.09644 | 17.5 | 0.3 | Null | Null | Null | Null | Null | Null | Null | Null | Null
0.05737 | 9 | 0.09644 | 17.5 | 0.4 | Null | Null | Null | Null | Null | Null | Null | Null | Null
0.05737 | 9 | 0.09644 | 17.5 | 0.5 | Null | Null | Null | Null | Null | Null | Null | Null | Null
0.05737 | 9 | 0.09644 | 17.5 | 0.6 | Null | Null | Null | Null | Null | Null | Null | Null | Null
0.05737 | 9 | 0.09644 | 17.5 | 0.7 | Null | Null | Null | Null | Null | Null | Null | Null | Null
0.05737 | 9 | 0.09644 | 17.5 | 0.8 | Null | Null | Null | Null | Null | Null | Null | Null | Null
0.05737 | 9 | 0.09644 | 17.5 | 0.9 | Null | Null | Null | Null | Null | Null | Null | Null | Null
0.05737 | 9 | 0.09644 | 17.5 | 1 | Null | Null | Null | Null | Null | Null | Null | Null | Null
0.05737 | 9 | 0.09644 | 18 | 0.15 | Null | Null | Null | Null | Null | Null | Null | Null | Null
0.05737 | 9 | 0.09644 | 18 | 0.2 | Null | Null | Null | Null | Null | Null | Null | Null | Null
0.05737 | 9 | 0.09644 | 18 | 0.3 | Null | Null | Null | Null | Null | Null | Null | Null | Null
0.05737 | 9 | 0.09644 | 18 | 0.4 | Null | Null | Null | Null | Null | Null | Null | Null | Null
0.05737 | 9 | 0.09644 | 18 | 0.5 | Null | Null | Null | Null | Null | Null | Null | Null | Null
0.05737 | 9 | 0.09644 | 18 | 0.6 | Null | Null | Null | Null | Null | Null | Null | Null | Null
0.05737 | 9 | 0.09644 | 18 | 0.7 | Null | Null | Null | Null | Null | Null | Null | Null | Null
0.05737 | 9 | 0.09644 | 18 | 0.8 | Null | Null | Null | Null | Null | Null | Null | Null | Null
0.05737 | 9 | 0.09644 | 18 | 0.9 | Null | Null | Null | Null | Null | Null | Null | Null | Null
0.05737 | 9 | 0.09644 | 18 | 1 | Null | Null | Null | Null | Null | Null | Null | Null | Null
0.05737 | 9 | 0.09644 | 21 | 0.15 | Null | Null | Null | Null | Null | Null | Null | Null | Null
0.05737 | 9 | 0.09644 | 21 | 0.2 | Null | Null | Null | Null | Null | Null | Null | Null | Null
0.05737 | 9 | 0.09644 | 21 | 0.3 | Null | Null | Null | Null | Null | Null | Null | Null | Null
0.05737 | 9 | 0.09644 | 21 | 0.4 | Null | Null | Null | Null | Null | Null | Null | Null | Null
0.05737 | 9 | 0.09644 | 21 | 0.5 | Null | Null | Null | Null | Null | Null | Null | Null | Null
0.05737 | 9 | 0.09644 | 21 | 0.6 | Null | Null | Null | Null | Null | Null | Null | Null | Null
0.05737 | 9 | 0.09644 | 21 | 0.7 | Null | Null | Null | Null | Null | Null | Null | Null | Null
0.05737 | 9 | 0.09644 | 21 | 0.8 | Null | Null | Null | Null | Null | Null | Null | Null | Null
0.05737 | 9 | 0.09644 | 21 | 0.9 | Null | Null | Null | Null | Null | Null | Null | Null | Null
0.05737 | 9 | 0.09644 | 21 | 1 | Null | Null | Null | Null | Null | Null | Null | Null | Null
0.05737 | 9 | 0.09644 | 24 | 0.15 | Null | Null | Null | Null | Null | Null | Null | Null | Null
0.05737 | 9 | 0.09644 | 24 | 0.2 | Null | Null | Null | Null | Null | Null | Null | Null | Null
0.05737 | 9 | 0.09644 | 24 | 0.3 | Null | Null | Null | Null | Null | Null | Null | Null | Null
0.05737 | 9 | 0.09644 | 24 | 0.4 | Null | Null | Null | Null | Null | Null | Null | Null | Null
0.05737 | 9 | 0.09644 | 24 | 0.5 | Null | Null | Null | Null | Null | Null | Null | Null | Null
0.05737 | 9 | 0.09644 | 24 | 0.6 | Null | Null | Null | Null | Null | Null | Null | Null | Null
0.05737 | 9 | 0.09644 | 24 | 0.7 | Null | Null | Null | Null | Null | Null | Null | Null | Null
0.05737 | 9 | 0.09644 | 24 | 0.8 | Null | Null | Null | Null | Null | Null | Null | Null | Null
0.05737 | 9 | 0.09644 | 24 | 0.9 | Null | Null | Null | Null | Null | Null | Null | Null | Null
0.05737 | 9 | 0.09644 | 24 | 1 | Null | Null | Null | Null | Null | Null | Null | Null | Null
0.05737 | 9 | 0.09644 | 27 | 0.15 | Null | Null | Null | Null | Null | Null | Null | Null | Null
0.05737 | 9 | 0.09644 | 27 | 0.2 | Null | Null | Null | Null | Null | Null | Null | Null | Null
0.05737 | 9 | 0.09644 | 27 | 0.3 | Null | Null | Null | Null | Null | Null | Null | Null | Null
0.05737 | 9 | 0.09644 | 27 | 0.4 | Null | Null | Null | Null | Null | Null | Null | Null | Null
0.05737 | 9 | 0.09644 | 27 | 0.5 | Null | Null | Null | Null | Null | Null | Null | Null | Null
0.05737 | 9 | 0.09644 | 27 | 0.6 | Null | Null | Null | Null | Null | Null | Null | Null | Null
0.05737 | 9 | 0.09644 | 27 | 0.7 | Null | Null | Null | Null | Null | Null | Null | Null | Null
0.05737 | 9 | 0.09644 | 27 | 0.8 | Null | Null | Null | Null | Null | Null | Null | Null | Null
0.05737 | 9 | 0.09644 | 27 | 0.9 | Null | Null | Null | Null | Null | Null | Null | Null | Null
0.05737 | 9 | 0.09644 | 27 | 1 | Null | Null | Null | Null | Null | Null | Null | Null | Null
0.05737 | 9 | 0.09644 | 30 | 0.15 | Null | Null | Null | Null | Null | Null | Null | Null | Null
0.05737 | 9 | 0.09644 | 30 | 0.2 | Null | Null | Null | Null | Null | Null | Null | Null | Null
0.05737 | 9 | 0.09644 | 30 | 0.3 | Null | Null | Null | Null | Null | Null | Null | Null | Null
0.05737 | 9 | 0.09644 | 30 | 0.4 | Null | Null | Null | Null | Null | Null | Null | Null | Null
0.05737 | 9 | 0.09644 | 30 | 0.5 | Null | Null | Null | Null | Null | Null | Null | Null | Null
0.05737 | 9 | 0.09644 | 30 | 0.6 | Null | Null | Null | Null | Null | Null | Null | Null | Null
0.05737 | 9 | 0.09644 | 30 | 0.7 | Null | Null | Null | Null | Null | Null | Null | Null | Null
0.05737 | 9 | 0.09644 | 30 | 0.8 | Null | Null | Null | Null | Null | Null | Null | Null | Null
0.05737 | 9 | 0.09644 | 30 | 0.9 | Null | Null | Null | Null | Null | Null | Null | Null | Null
0.05737 | 9 | 0.09644 | 30 | 1 | Null | Null | Null | Null | Null | Null | Null | Null | Null
0.05737 | 9 | 0.09737 | 10.5 | 0.15 | Null | Null | Null | Null | Null | Null | Null | Null | Null
0.05737 | 9 | 0.09737 | 10.5 | 0.2 | Null | Null | Null | Null | Null | Null | Null | Null | Null
0.05737 | 9 | 0.09737 | 10.5 | 0.3 | Null | Null | Null | Null | Null | Null | Null | Null | Null
0.05737 | 9 | 0.09737 | 10.5 | 0.4 | Null | Null | Null | Null | Null | Null | Null | Null | Null
0.05737 | 9 | 0.09737 | 10.5 | 0.5 | Null | Null | Null | Null | Null | Null | Null | Null | Null
0.05737 | 9 | 0.09737 | 10.5 | 0.6 | Null | Null | Null | Null | Null | Null | Null | Null | Null
0.05737 | 9 | 0.09737 | 10.5 | 0.7 | Null | Null | Null | Null | Null | Null | Null | Null | Null
0.05737 | 9 | 0.09737 | 10.5 | 0.8 | Null | Null | Null | Null | Null | Null | Null | Null | Null
0.05737 | 9 | 0.09737 | 10.5 | 0.9 | Null | Null | Null | Null | Null | Null | Null | Null | Null
0.05737 | 9 | 0.09737 | 10.5 | 1 | Null | Null | Null | Null | Null | Null | Null | Null | Null
0.05737 | 9 | 0.09737 | 11 | 0.15 | Null | Null | Null | Null | Null | Null | Null | Null | Null
0.05737 | 9 | 0.09737 | 11 | 0.2 | Null | Null | Null | Null | Null | Null | Null | Null | Null
0.05737 | 9 | 0.09737 | 11 | 0.3 | Null | Null | Null | Null | Null | Null | Null | Null | Null
0.05737 | 9 | 0.09737 | 11 | 0.4 | Null | Null | Null | Null | Null | Null | Null | Null | Null
0.05737 | 9 | 0.09737 | 11 | 0.5 | Null | Null | Null | Null | Null | Null | Null | Null | Null
0.05737 | 9 | 0.09737 | 11 | 0.6 | Null | Null | Null | Null | Null | Null | Null | Null | Null
0.05737 | 9 | 0.09737 | 11 | 0.7 | Null | Null | Null | Null | Null | Null | Null | Null | Null
0.05737 | 9 | 0.09737 | 11 | 0.8 | Null | Null | Null | Null | Null | Null | Null | Null | Null
0.05737 | 9 | 0.09737 | 11 | 0.9 | Null | Null | Null | Null | Null | Null | Null | Null | Null
0.05737 | 9 | 0.09737 | 11 | 1 | Null | Null | Null | Null | Null | Null | Null | Null | Null
0.05737 | 9 | 0.09737 | 11.5 | 0.15 | Null | Null | Null | Null | Null | Null | Null | Null | Null
0.05737 | 9 | 0.09737 | 11.5 | 0.2 | Null | Null | Null | Null | Null | Null | Null | Null | Null
0.05737 | 9 | 0.09737 | 11.5 | 0.3 | Null | Null | Null | Null | Null | Null | Null | Null | Null
0.05737 | 9 | 0.09737 | 11.5 | 0.4 | Null | Null | Null | Null | Null | Null | Null | Null | Null
0.05737 | 9 | 0.09737 | 11.5 | 0.5 | Null | Null | Null | Null | Null | Null | Null | Null | Null
0.05737 | 9 | 0.09737 | 11.5 | 0.6 | Null | Null | Null | Null | Null | Null | Null | Null | Null
0.05737 | 9 | 0.09737 | 11.5 | 0.7 | Null | Null | Null | Null | Null | Null | Null | Null | Null
0.05737 | 9 | 0.09737 | 11.5 | 0.8 | Null | Null | Null | Null | Null | Null | Null | Null | Null
0.05737 | 9 | 0.09737 | 11.5 | 0.9 | Null | Null | Null | Null | Null | Null | Null | Null | Null
0.05737 | 9 | 0.09737 | 11.5 | 1 | Null | Null | Null | Null | Null | Null | Null | Null | Null
0.05737 | 9 | 0.09737 | 12 | 0.15 | Null | Null | Null | Null | Null | Null | Null | Null | Null
0.05737 | 9 | 0.09737 | 12 | 0.2 | Null | Null | Null | Null | Null | Null | Null | Null | Null
0.05737 | 9 | 0.09737 | 12 | 0.3 | Null | Null | Null | Null | Null | Null | Null | Null | Null
0.05737 | 9 | 0.09737 | 12 | 0.4 | Null | Null | Null | Null | Null | Null | Null | Null | Null
0.05737 | 9 | 0.09737 | 12 | 0.5 | Null | Null | Null | Null | Null | Null | Null | Null | Null
0.05737 | 9 | 0.09737 | 12 | 0.6 | Null | Null | Null | Null | Null | Null | Null | Null | Null
0.05737 | 9 | 0.09737 | 12 | 0.7 | Null | Null | Null | Null | Null | Null | Null | Null | Null
0.05737 | 9 | 0.09737 | 12 | 0.8 | Null | Null | Null | Null | Null | Null | Null | Null | Null
0.05737 | 9 | 0.09737 | 12 | 0.9 | Null | Null | Null | Null | Null | Null | Null | Null | Null
0.05737 | 9 | 0.09737 | 12 | 1 | Null | Null | Null | Null | Null | Null | Null | Null | Null
0.05737 | 9 | 0.09737 | 12.5 | 0.15 | Null | Null | Null | Null | Null | Null | Null | Null | Null
0.05737 | 9 | 0.09737 | 12.5 | 0.2 | Null | Null | Null | Null | Null | Null | Null | Null | Null
0.05737 | 9 | 0.09737 | 12.5 | 0.3 | Null | Null | Null | Null | Null | Null | Null | Null | Null
0.05737 | 9 | 0.09737 | 12.5 | 0.4 | Null | Null | Null | Null | Null | Null | Null | Null | Null
0.05737 | 9 | 0.09737 | 12.5 | 0.5 | Null | Null | Null | Null | Null | Null | Null | Null | Null
0.05737 | 9 | 0.09737 | 12.5 | 0.6 | Null | Null | Null | Null | Null | Null | Null | Null | Null
0.05737 | 9 | 0.09737 | 12.5 | 0.7 | Null | Null | Null | Null | Null | Null | Null | Null | Null
0.05737 | 9 | 0.09737 | 12.5 | 0.8 | Null | Null | Null | Null | Null | Null | Null | Null | Null
0.05737 | 9 | 0.09737 | 12.5 | 0.9 | Null | Null | Null | Null | Null | Null | Null | Null | Null
0.05737 | 9 | 0.09737 | 12.5 | 1 | Null | Null | Null | Null | Null | Null | Null | Null | Null
0.05737 | 9 | 0.09737 | 13 | 0.15 | Null | Null | Null | Null | Null | Null | Null | Null | Null
0.05737 | 9 | 0.09737 | 13 | 0.2 | Null | Null | Null | Null | Null | Null | Null | Null | Null
0.05737 | 9 | 0.09737 | 13 | 0.3 | Null | Null | Null | Null | Null | Null | Null | Null | Null
0.05737 | 9 | 0.09737 | 13 | 0.4 | Null | Null | Null | Null | Null | Null | Null | Null | Null
0.05737 | 9 | 0.09737 | 13 | 0.5 | Null | Null | Null | Null | Null | Null | Null | Null | Null
0.05737 | 9 | 0.09737 | 13 | 0.6 | Null | Null | Null | Null | Null | Null | Null | Null | Null
0.05737 | 9 | 0.09737 | 13 | 0.7 | Null | Null | Null | Null | Null | Null | Null | Null | Null
0.05737 | 9 | 0.09737 | 13 | 0.8 | Null | Null | Null | Null | Null | Null | Null | Null | Null
0.05737 | 9 | 0.09737 | 13 | 0.9 | Null | Null | Null | Null | Null | Null | Null | Null | Null
0.05737 | 9 | 0.09737 | 13 | 1 | Null | Null | Null | Null | Null | Null | Null | Null | Null
0.05737 | 9 | 0.09737 | 13.5 | 0.15 | Null | Null | Null | Null | Null | Null | Null | Null | Null
0.05737 | 9 | 0.09737 | 13.5 | 0.2 | Null | Null | Null | Null | Null | Null | Null | Null | Null
0.05737 | 9 | 0.09737 | 13.5 | 0.3 | Null | Null | Null | Null | Null | Null | Null | Null | Null
0.05737 | 9 | 0.09737 | 13.5 | 0.4 | Null | Null | Null | Null | Null | Null | Null | Null | Null
0.05737 | 9 | 0.09737 | 13.5 | 0.5 | Null | Null | Null | Null | Null | Null | Null | Null | Null
0.05737 | 9 | 0.09737 | 13.5 | 0.6 | Null | Null | Null | Null | Null | Null | Null | Null | Null
0.05737 | 9 | 0.09737 | 13.5 | 0.7 | Null | Null | Null | Null | Null | Null | Null | Null | Null
0.05737 | 9 | 0.09737 | 13.5 | 0.8 | Null | Null | Null | Null | Null | Null | Null | Null | Null
0.05737 | 9 | 0.09737 | 13.5 | 0.9 | Null | Null | Null | Null | Null | Null | Null | Null | Null
0.05737 | 9 | 0.09737 | 13.5 | 1 | Null | Null | Null | Null | Null | Null | Null | Null | Null
0.05737 | 9 | 0.09737 | 14 | 0.15 | Null | Null | Null | Null | Null | Null | Null | Null | Null
0.05737 | 9 | 0.09737 | 14 | 0.2 | Null | Null | Null | Null | Null | Null | Null | Null | Null
0.05737 | 9 | 0.09737 | 14 | 0.3 | Null | Null | Null | Null | Null | Null | Null | Null | Null
0.05737 | 9 | 0.09737 | 14 | 0.4 | Null | Null | Null | Null | Null | Null | Null | Null | Null
0.05737 | 9 | 0.09737 | 14 | 0.5 | Null | Null | Null | Null | Null | Null | Null | Null | Null
0.05737 | 9 | 0.09737 | 14 | 0.6 | Null | Null | Null | Null | Null | Null | Null | Null | Null
0.05737 | 9 | 0.09737 | 14 | 0.7 | Null | Null | Null | Null | Null | Null | Null | Null | Null
0.05737 | 9 | 0.09737 | 14 | 0.8 | Null | Null | Null | Null | Null | Null | Null | Null | Null
0.05737 | 9 | 0.09737 | 14 | 0.9 | Null | Null | Null | Null | Null | Null | Null | Null | Null
0.05737 | 9 | 0.09737 | 14 | 1 | Null | Null | Null | Null | Null | Null | Null | Null | Null
0.05737 | 9 | 0.09737 | 14.5 | 0.15 | Null | Null | Null | Null | Null | Null | Null | Null | Null
0.05737 | 9 | 0.09737 | 14.5 | 0.2 | Null | Null | Null | Null | Null | Null | Null | Null | Null
0.05737 | 9 | 0.09737 | 14.5 | 0.3 | Null | Null | Null | Null | Null | Null | Null | Null | Null
0.05737 | 9 | 0.09737 | 14.5 | 0.4 | Null | Null | Null | Null | Null | Null | Null | Null | Null
0.05737 | 9 | 0.09737 | 14.5 | 0.5 | Null | Null | Null | Null | Null | Null | Null | Null | Null
0.05737 | 9 | 0.09737 | 14.5 | 0.6 | Null | Null | Null | Null | Null | Null | Null | Null | Null
0.05737 | 9 | 0.09737 | 14.5 | 0.7 | Null | Null | Null | Null | Null | Null | Null | Null | Null
0.05737 | 9 | 0.09737 | 14.5 | 0.8 | Null | Null | Null | Null | Null | Null | Null | Null | Null
0.05737 | 9 | 0.09737 | 14.5 | 0.9 | Null | Null | Null | Null | Null | Null | Null | Null | Null
0.05737 | 9 | 0.09737 | 14.5 | 1 | Null | Null | Null | Null | Null | Null | Null | Null | Null
0.05737 | 9 | 0.09737 | 15 | 0.15 | Null | Null | Null | Null | Null | Null | Null | Null | Null
0.05737 | 9 | 0.09737 | 15 | 0.2 | Null | Null | Null | Null | Null | Null | Null | Null | Null
0.05737 | 9 | 0.09737 | 15 | 0.3 | Null | Null | Null | Null | Null | Null | Null | Null | Null
0.05737 | 9 | 0.09737 | 15 | 0.4 | Null | Null | Null | Null | Null | Null | Null | Null | Null
0.05737 | 9 | 0.09737 | 15 | 0.5 | Null | Null | Null | Null | Null | Null | Null | Null | Null
0.05737 | 9 | 0.09737 | 15 | 0.6 | Null | Null | Null | Null | Null | Null | Null | Null | Null
0.05737 | 9 | 0.09737 | 15 | 0.7 | Null | Null | Null | Null | Null | Null | Null | Null | Null
0.05737 | 9 | 0.09737 | 15 | 0.8 | Null | Null | Null | Null | Null | Null | Null | Null | Null
0.05737 | 9 | 0.09737 | 15 | 0.9 | Null | Null | Null | Null | Null | Null | Null | Null | Null
0.05737 | 9 | 0.09737 | 15 | 1 | Null | Null | Null | Null | Null | Null | Null | Null | Null
0.05737 | 9 | 0.09737 | 15.5 | 0.15 | Null | Null | Null | Null | Null | Null | Null | Null | Null
0.05737 | 9 | 0.09737 | 15.5 | 0.2 | Null | Null | Null | Null | Null | Null | Null | Null | Null
0.05737 | 9 | 0.09737 | 15.5 | 0.3 | Null | Null | Null | Null | Null | Null | Null | Null | Null
0.05737 | 9 | 0.09737 | 15.5 | 0.4 | Null | Null | Null | Null | Null | Null | Null | Null | Null
0.05737 | 9 | 0.09737 | 15.5 | 0.5 | Null | Null | Null | Null | Null | Null | Null | Null | Null
0.05737 | 9 | 0.09737 | 15.5 | 0.6 | Null | Null | Null | Null | Null | Null | Null | Null | Null
0.05737 | 9 | 0.09737 | 15.5 | 0.7 | Null | Null | Null | Null | Null | Null | Null | Null | Null
0.05737 | 9 | 0.09737 | 15.5 | 0.8 | Null | Null | Null | Null | Null | Null | Null | Null | Null
0.05737 | 9 | 0.09737 | 15.5 | 0.9 | Null | Null | Null | Null | Null | Null | Null | Null | Null
0.05737 | 9 | 0.09737 | 15.5 | 1 | Null | Null | Null | Null | Null | Null | Null | Null | Null
0.05737 | 9 | 0.09737 | 16 | 0.15 | Null | Null | Null | Null | Null | Null | Null | Null | Null
0.05737 | 9 | 0.09737 | 16 | 0.2 | Null | Null | Null | Null | Null | Null | Null | Null | Null
0.05737 | 9 | 0.09737 | 16 | 0.3 | Null | Null | Null | Null | Null | Null | Null | Null | Null
0.05737 | 9 | 0.09737 | 16 | 0.4 | Null | Null | Null | Null | Null | Null | Null | Null | Null
0.05737 | 9 | 0.09737 | 16 | 0.5 | Null | Null | Null | Null | Null | Null | Null | Null | Null
0.05737 | 9 | 0.09737 | 16 | 0.6 | Null | Null | Null | Null | Null | Null | Null | Null | Null
0.05737 | 9 | 0.09737 | 16 | 0.7 | Null | Null | Null | Null | Null | Null | Null | Null | Null
0.05737 | 9 | 0.09737 | 16 | 0.8 | Null | Null | Null | Null | Null | Null | Null | Null | Null
0.05737 | 9 | 0.09737 | 16 | 0.9 | Null | Null | Null | Null | Null | Null | Null | Null | Null
0.05737 | 9 | 0.09737 | 16 | 1 | Null | Null | Null | Null | Null | Null | Null | Null | Null
0.05737 | 9 | 0.09737 | 16.5 | 0.15 | Null | Null | Null | Null | Null | Null | Null | Null | Null
0.05737 | 9 | 0.09737 | 16.5 | 0.2 | Null | Null | Null | Null | Null | Null | Null | Null | Null
0.05737 | 9 | 0.09737 | 16.5 | 0.3 | Null | Null | Null | Null | Null | Null | Null | Null | Null
0.05737 | 9 | 0.09737 | 16.5 | 0.4 | Null | Null | Null | Null | Null | Null | Null | Null | Null
0.05737 | 9 | 0.09737 | 16.5 | 0.5 | Null | Null | Null | Null | Null | Null | Null | Null | Null
0.05737 | 9 | 0.09737 | 16.5 | 0.6 | Null | Null | Null | Null | Null | Null | Null | Null | Null
0.05737 | 9 | 0.09737 | 16.5 | 0.7 | Null | Null | Null | Null | Null | Null | Null | Null | Null
0.05737 | 9 | 0.09737 | 16.5 | 0.8 | Null | Null | Null | Null | Null | Null | Null | Null | Null
0.05737 | 9 | 0.09737 | 16.5 | 0.9 | Null | Null | Null | Null | Null | Null | Null | Null | Null
0.05737 | 9 | 0.09737 | 16.5 | 1 | Null | Null | Null | Null | Null | Null | Null | Null | Null
0.05737 | 9 | 0.09737 | 17 | 0.15 | Null | Null | Null | Null | Null | Null | Null | Null | Null
0.05737 | 9 | 0.09737 | 17 | 0.2 | Null | Null | Null | Null | Null | Null | Null | Null | Null
0.05737 | 9 | 0.09737 | 17 | 0.3 | Null | Null | Null | Null | Null | Null | Null | Null | Null
0.05737 | 9 | 0.09737 | 17 | 0.4 | Null | Null | Null | Null | Null | Null | Null | Null | Null
0.05737 | 9 | 0.09737 | 17 | 0.5 | Null | Null | Null | Null | Null | Null | Null | Null | Null
0.05737 | 9 | 0.09737 | 17 | 0.6 | Null | Null | Null | Null | Null | Null | Null | Null | Null
0.05737 | 9 | 0.09737 | 17 | 0.7 | Null | Null | Null | Null | Null | Null | Null | Null | Null
0.05737 | 9 | 0.09737 | 17 | 0.8 | Null | Null | Null | Null | Null | Null | Null | Null | Null
0.05737 | 9 | 0.09737 | 17 | 0.9 | Null | Null | Null | Null | Null | Null | Null | Null | Null
0.05737 | 9 | 0.09737 | 17 | 1 | Null | Null | Null | Null | Null | Null | Null | Null | Null
0.05737 | 9 | 0.09737 | 17.5 | 0.15 | Null | Null | Null | Null | Null | Null | Null | Null | Null
0.05737 | 9 | 0.09737 | 17.5 | 0.2 | Null | Null | Null | Null | Null | Null | Null | Null | Null
0.05737 | 9 | 0.09737 | 17.5 | 0.3 | Null | Null | Null | Null | Null | Null | Null | Null | Null
0.05737 | 9 | 0.09737 | 17.5 | 0.4 | Null | Null | Null | Null | Null | Null | Null | Null | Null
0.05737 | 9 | 0.09737 | 17.5 | 0.5 | Null | Null | Null | Null | Null | Null | Null | Null | Null
0.05737 | 9 | 0.09737 | 17.5 | 0.6 | Null | Null | Null | Null | Null | Null | Null | Null | Null
0.05737 | 9 | 0.09737 | 17.5 | 0.7 | Null | Null | Null | Null | Null | Null | Null | Null | Null
0.05737 | 9 | 0.09737 | 17.5 | 0.8 | Null | Null | Null | Null | Null | Null | Null | Null | Null
0.05737 | 9 | 0.09737 | 17.5 | 0.9 | Null | Null | Null | Null | Null | Null | Null | Null | Null
0.05737 | 9 | 0.09737 | 17.5 | 1 | Null | Null | Null | Null | Null | Null | Null | Null | Null
0.05737 | 9 | 0.09737 | 18 | 0.15 | Null | Null | Null | Null | Null | Null | Null | Null | Null
0.05737 | 9 | 0.09737 | 18 | 0.2 | Null | Null | Null | Null | Null | Null | Null | Null | Null
0.05737 | 9 | 0.09737 | 18 | 0.3 | Null | Null | Null | Null | Null | Null | Null | Null | Null
0.05737 | 9 | 0.09737 | 18 | 0.4 | Null | Null | Null | Null | Null | Null | Null | Null | Null
0.05737 | 9 | 0.09737 | 18 | 0.5 | Null | Null | Null | Null | Null | Null | Null | Null | Null
0.05737 | 9 | 0.09737 | 18 | 0.6 | Null | Null | Null | Null | Null | Null | Null | Null | Null
0.05737 | 9 | 0.09737 | 18 | 0.7 | Null | Null | Null | Null | Null | Null | Null | Null | Null
0.05737 | 9 | 0.09737 | 18 | 0.8 | Null | Null | Null | Null | Null | Null | Null | Null | Null
0.05737 | 9 | 0.09737 | 18 | 0.9 | Null | Null | Null | Null | Null | Null | Null | Null | Null
0.05737 | 9 | 0.09737 | 18 | 1 | Null | Null | Null | Null | Null | Null | Null | Null | Null
0.05737 | 9 | 0.09737 | 21 | 0.15 | Null | Null | Null | Null | Null | Null | Null | Null | Null
0.05737 | 9 | 0.09737 | 21 | 0.2 | Null | Null | Null | Null | Null | Null | Null | Null | Null
0.05737 | 9 | 0.09737 | 21 | 0.3 | Null | Null | Null | Null | Null | Null | Null | Null | Null
0.05737 | 9 | 0.09737 | 21 | 0.4 | Null | Null | Null | Null | Null | Null | Null | Null | Null
0.05737 | 9 | 0.09737 | 21 | 0.5 | Null | Null | Null | Null | Null | Null | Null | Null | Null
0.05737 | 9 | 0.09737 | 21 | 0.6 | Null | Null | Null | Null | Null | Null | Null | Null | Null
0.05737 | 9 | 0.09737 | 21 | 0.7 | Null | Null | Null | Null | Null | Null | Null | Null | Null
0.05737 | 9 | 0.09737 | 21 | 0.8 | Null | Null | Null | Null | Null | Null | Null | Null | Null
0.05737 | 9 | 0.09737 | 21 | 0.9 | Null | Null | Null | Null | Null | Null | Null | Null | Null
0.05737 | 9 | 0.09737 | 21 | 1 | Null | Null | Null | Null | Null | Null | Null | Null | Null
0.05737 | 9 | 0.09737 | 24 | 0.15 | Null | Null | Null | Null | Null | Null | Null | Null | Null
0.05737 | 9 | 0.09737 | 24 | 0.2 | Null | Null | Null | Null | Null | Null | Null | Null | Null
0.05737 | 9 | 0.09737 | 24 | 0.3 | Null | Null | Null | Null | Null | Null | Null | Null | Null
0.05737 | 9 | 0.09737 | 24 | 0.4 | Null | Null | Null | Null | Null | Null | Null | Null | Null
0.05737 | 9 | 0.09737 | 24 | 0.5 | Null | Null | Null | Null | Null | Null | Null | Null | Null
0.05737 | 9 | 0.09737 | 24 | 0.6 | Null | Null | Null | Null | Null | Null | Null | Null | Null
0.05737 | 9 | 0.09737 | 24 | 0.7 | Null | Null | Null | Null | Null | Null | Null | Null | Null
0.05737 | 9 | 0.09737 | 24 | 0.8 | Null | Null | Null | Null | Null | Null | Null | Null | Null
0.05737 | 9 | 0.09737 | 24 | 0.9 | Null | Null | Null | Null | Null | Null | Null | Null | Null
0.05737 | 9 | 0.09737 | 24 | 1 | Null | Null | Null | Null | Null | Null | Null | Null | Null
0.05737 | 9 | 0.09737 | 27 | 0.15 | Null | Null | Null | Null | Null | Null | Null | Null | Null
0.05737 | 9 | 0.09737 | 27 | 0.2 | Null | Null | Null | Null | Null | Null | Null | Null | Null
0.05737 | 9 | 0.09737 | 27 | 0.3 | Null | Null | Null | Null | Null | Null | Null | Null | Null
0.05737 | 9 | 0.09737 | 27 | 0.4 | Null | Null | Null | Null | Null | Null | Null | Null | Null
0.05737 | 9 | 0.09737 | 27 | 0.5 | Null | Null | Null | Null | Null | Null | Null | Null | Null
0.05737 | 9 | 0.09737 | 27 | 0.6 | Null | Null | Null | Null | Null | Null | Null | Null | Null
0.05737 | 9 | 0.09737 | 27 | 0.7 | Null | Null | Null | Null | Null | Null | Null | Null | Null
0.05737 | 9 | 0.09737 | 27 | 0.8 | Null | Null | Null | Null | Null | Null | Null | Null | Null
0.05737 | 9 | 0.09737 | 27 | 0.9 | Null | Null | Null | Null | Null | Null | Null | Null | Null
0.05737 | 9 | 0.09737 | 27 | 1 | Null | Null | Null | Null | Null | Null | Null | Null | Null
0.05737 | 9 | 0.09737 | 30 | 0.15 | Null | Null | Null | Null | Null | Null | Null | Null | Null
0.05737 | 9 | 0.09737 | 30 | 0.2 | Null | Null | Null | Null | Null | Null | Null | Null | Null
0.05737 | 9 | 0.09737 | 30 | 0.3 | Null | Null | Null | Null | Null | Null | Null | Null | Null
0.05737 | 9 | 0.09737 | 30 | 0.4 | Null | Null | Null | Null | Null | Null | Null | Null | Null
0.05737 | 9 | 0.09737 | 30 | 0.5 | Null | Null | Null | Null | Null | Null | Null | Null | Null
0.05737 | 9 | 0.09737 | 30 | 0.6 | Null | Null | Null | Null | Null | Null | Null | Null | Null
0.05737 | 9 | 0.09737 | 30 | 0.7 | Null | Null | Null | Null | Null | Null | Null | Null | Null
0.05737 | 9 | 0.09737 | 30 | 0.8 | Null | Null | Null | Null | Null | Null | Null | Null | Null
0.05737 | 9 | 0.09737 | 30 | 0.9 | Null | Null | Null | Null | Null | Null | Null | Null | Null
0.05737 | 9 | 0.09737 | 30 | 1 | Null | Null | Null | Null | Null | Null | Null | Null | Null
0.05737 | 9 | 0.115 | 10.5 | 0.15 | Null | Null | Null | Null | Null | Null | Null | Null | Null
0.05737 | 9 | 0.115 | 10.5 | 0.2 | Null | Null | Null | Null | Null | Null | Null | Null | Null
0.05737 | 9 | 0.115 | 10.5 | 0.3 | Null | Null | Null | Null | Null | Null | Null | Null | Null
0.05737 | 9 | 0.115 | 10.5 | 0.4 | Null | Null | Null | Null | Null | Null | Null | Null | Null
0.05737 | 9 | 0.115 | 10.5 | 0.5 | Null | Null | Null | Null | Null | Null | Null | Null | Null
0.05737 | 9 | 0.115 | 10.5 | 0.6 | Null | Null | Null | Null | Null | Null | Null | Null | Null
0.05737 | 9 | 0.115 | 10.5 | 0.7 | Null | Null | Null | Null | Null | Null | Null | Null | Null
0.05737 | 9 | 0.115 | 10.5 | 0.8 | Null | Null | Null | Null | Null | Null | Null | Null | Null
0.05737 | 9 | 0.115 | 10.5 | 0.9 | Null | Null | Null | Null | Null | Null | Null | Null | Null
0.05737 | 9 | 0.115 | 10.5 | 1 | Null | Null | Null | Null | Null | Null | Null | Null | Null
0.05737 | 9 | 0.115 | 11 | 0.15 | Null | Null | Null | Null | Null | Null | Null | Null | Null
0.05737 | 9 | 0.115 | 11 | 0.2 | Null | Null | Null | Null | Null | Null | Null | Null | Null
0.05737 | 9 | 0.115 | 11 | 0.3 | Null | Null | Null | Null | Null | Null | Null | Null | Null
0.05737 | 9 | 0.115 | 11 | 0.4 | Null | Null | Null | Null | Null | Null | Null | Null | Null
0.05737 | 9 | 0.115 | 11 | 0.5 | Null | Null | Null | Null | Null | Null | Null | Null | Null
0.05737 | 9 | 0.115 | 11 | 0.6 | Null | Null | Null | Null | Null | Null | Null | Null | Null
0.05737 | 9 | 0.115 | 11 | 0.7 | Null | Null | Null | Null | Null | Null | Null | Null | Null
0.05737 | 9 | 0.115 | 11 | 0.8 | Null | Null | Null | Null | Null | Null | Null | Null | Null
0.05737 | 9 | 0.115 | 11 | 0.9 | Null | Null | Null | Null | Null | Null | Null | Null | Null
0.05737 | 9 | 0.115 | 11 | 1 | Null | Null | Null | Null | Null | Null | Null | Null | Null
0.05737 | 9 | 0.115 | 11.5 | 0.15 | Null | Null | Null | Null | Null | Null | Null | Null | Null
0.05737 | 9 | 0.115 | 11.5 | 0.2 | Null | Null | Null | Null | Null | Null | Null | Null | Null
0.05737 | 9 | 0.115 | 11.5 | 0.3 | Null | Null | Null | Null | Null | Null | Null | Null | Null
0.05737 | 9 | 0.115 | 11.5 | 0.4 | Null | Null | Null | Null | Null | Null | Null | Null | Null
0.05737 | 9 | 0.115 | 11.5 | 0.5 | Null | Null | Null | Null | Null | Null | Null | Null | Null
0.05737 | 9 | 0.115 | 11.5 | 0.6 | Null | Null | Null | Null | Null | Null | Null | Null | Null
0.05737 | 9 | 0.115 | 11.5 | 0.7 | Null | Null | Null | Null | Null | Null | Null | Null | Null
0.05737 | 9 | 0.115 | 11.5 | 0.8 | Null | Null | Null | Null | Null | Null | Null | Null | Null
0.05737 | 9 | 0.115 | 11.5 | 0.9 | Null | Null | Null | Null | Null | Null | Null | Null | Null
0.05737 | 9 | 0.115 | 11.5 | 1 | Null | Null | Null | Null | Null | Null | Null | Null | Null
0.05737 | 9 | 0.115 | 12 | 0.15 | Null | Null | Null | Null | Null | Null | Null | Null | Null
0.05737 | 9 | 0.115 | 12 | 0.2 | Null | Null | Null | Null | Null | Null | Null | Null | Null
0.05737 | 9 | 0.115 | 12 | 0.3 | Null | Null | Null | Null | Null | Null | Null | Null | Null
0.05737 | 9 | 0.115 | 12 | 0.4 | Null | Null | Null | Null | Null | Null | Null | Null | Null
0.05737 | 9 | 0.115 | 12 | 0.5 | Null | Null | Null | Null | Null | Null | Null | Null | Null
0.05737 | 9 | 0.115 | 12 | 0.6 | Null | Null | Null | Null | Null | Null | Null | Null | Null
0.05737 | 9 | 0.115 | 12 | 0.7 | Null | Null | Null | Null | Null | Null | Null | Null | Null
0.05737 | 9 | 0.115 | 12 | 0.8 | Null | Null | Null | Null | Null | Null | Null | Null | Null
0.05737 | 9 | 0.115 | 12 | 0.9 | Null | Null | Null | Null | Null | Null | Null | Null | Null
0.05737 | 9 | 0.115 | 12 | 1 | Null | Null | Null | Null | Null | Null | Null | Null | Null
0.05737 | 9 | 0.115 | 12.5 | 0.15 | Null | Null | Null | Null | Null | Null | Null | Null | Null
0.05737 | 9 | 0.115 | 12.5 | 0.2 | Null | Null | Null | Null | Null | Null | Null | Null | Null
0.05737 | 9 | 0.115 | 12.5 | 0.3 | Null | Null | Null | Null | Null | Null | Null | Null | Null
0.05737 | 9 | 0.115 | 12.5 | 0.4 | Null | Null | Null | Null | Null | Null | Null | Null | Null
0.05737 | 9 | 0.115 | 12.5 | 0.5 | Null | Null | Null | Null | Null | Null | Null | Null | Null
0.05737 | 9 | 0.115 | 12.5 | 0.6 | Null | Null | Null | Null | Null | Null | Null | Null | Null
0.05737 | 9 | 0.115 | 12.5 | 0.7 | Null | Null | Null | Null | Null | Null | Null | Null | Null
0.05737 | 9 | 0.115 | 12.5 | 0.8 | Null | Null | Null | Null | Null | Null | Null | Null | Null
0.05737 | 9 | 0.115 | 12.5 | 0.9 | Null | Null | Null | Null | Null | Null | Null | Null | Null
0.05737 | 9 | 0.115 | 12.5 | 1 | Null | Null | Null | Null | Null | Null | Null | Null | Null
0.05737 | 9 | 0.115 | 13 | 0.15 | Null | Null | Null | Null | Null | Null | Null | Null | Null
0.05737 | 9 | 0.115 | 13 | 0.2 | Null | Null | Null | Null | Null | Null | Null | Null | Null
0.05737 | 9 | 0.115 | 13 | 0.3 | Null | Null | Null | Null | Null | Null | Null | Null | Null
0.05737 | 9 | 0.115 | 13 | 0.4 | Null | Null | Null | Null | Null | Null | Null | Null | Null
0.05737 | 9 | 0.115 | 13 | 0.5 | Null | Null | Null | Null | Null | Null | Null | Null | Null
0.05737 | 9 | 0.115 | 13 | 0.6 | Null | Null | Null | Null | Null | Null | Null | Null | Null
0.05737 | 9 | 0.115 | 13 | 0.7 | Null | Null | Null | Null | Null | Null | Null | Null | Null
0.05737 | 9 | 0.115 | 13 | 0.8 | Null | Null | Null | Null | Null | Null | Null | Null | Null
0.05737 | 9 | 0.115 | 13 | 0.9 | Null | Null | Null | Null | Null | Null | Null | Null | Null
0.05737 | 9 | 0.115 | 13 | 1 | Null | Null | Null | Null | Null | Null | Null | Null | Null
0.05737 | 9 | 0.115 | 13.5 | 0.15 | Null | Null | Null | Null | Null | Null | Null | Null | Null
0.05737 | 9 | 0.115 | 13.5 | 0.2 | Null | Null | Null | Null | Null | Null | Null | Null | Null
0.05737 | 9 | 0.115 | 13.5 | 0.3 | Null | Null | Null | Null | Null | Null | Null | Null | Null
0.05737 | 9 | 0.115 | 13.5 | 0.4 | Null | Null | Null | Null | Null | Null | Null | Null | Null
0.05737 | 9 | 0.115 | 13.5 | 0.5 | Null | Null | Null | Null | Null | Null | Null | Null | Null
0.05737 | 9 | 0.115 | 13.5 | 0.6 | Null | Null | Null | Null | Null | Null | Null | Null | Null
0.05737 | 9 | 0.115 | 13.5 | 0.7 | Null | Null | Null | Null | Null | Null | Null | Null | Null
0.05737 | 9 | 0.115 | 13.5 | 0.8 | Null | Null | Null | Null | Null | Null | Null | Null | Null
0.05737 | 9 | 0.115 | 13.5 | 0.9 | Null | Null | Null | Null | Null | Null | Null | Null | Null
0.05737 | 9 | 0.115 | 13.5 | 1 | Null | Null | Null | Null | Null | Null | Null | Null | Null
0.05737 | 9 | 0.115 | 14 | 0.15 | Null | Null | Null | Null | Null | Null | Null | Null | Null
0.05737 | 9 | 0.115 | 14 | 0.2 | Null | Null | Null | Null | Null | Null | Null | Null | Null
0.05737 | 9 | 0.115 | 14 | 0.3 | Null | Null | Null | Null | Null | Null | Null | Null | Null
0.05737 | 9 | 0.115 | 14 | 0.4 | Null | Null | Null | Null | Null | Null | Null | Null | Null
0.05737 | 9 | 0.115 | 14 | 0.5 | Null | Null | Null | Null | Null | Null | Null | Null | Null
0.05737 | 9 | 0.115 | 14 | 0.6 | Null | Null | Null | Null | Null | Null | Null | Null | Null
0.05737 | 9 | 0.115 | 14 | 0.7 | Null | Null | Null | Null | Null | Null | Null | Null | Null
0.05737 | 9 | 0.115 | 14 | 0.8 | Null | Null | Null | Null | Null | Null | Null | Null | Null
0.05737 | 9 | 0.115 | 14 | 0.9 | Null | Null | Null | Null | Null | Null | Null | Null | Null
0.05737 | 9 | 0.115 | 14 | 1 | Null | Null | Null | Null | Null | Null | Null | Null | Null
0.05737 | 9 | 0.115 | 14.5 | 0.15 | Null | Null | Null | Null | Null | Null | Null | Null | Null
0.05737 | 9 | 0.115 | 14.5 | 0.2 | Null | Null | Null | Null | Null | Null | Null | Null | Null
0.05737 | 9 | 0.115 | 14.5 | 0.3 | Null | Null | Null | Null | Null | Null | Null | Null | Null
0.05737 | 9 | 0.115 | 14.5 | 0.4 | Null | Null | Null | Null | Null | Null | Null | Null | Null
0.05737 | 9 | 0.115 | 14.5 | 0.5 | Null | Null | Null | Null | Null | Null | Null | Null | Null
0.05737 | 9 | 0.115 | 14.5 | 0.6 | Null | Null | Null | Null | Null | Null | Null | Null | Null
0.05737 | 9 | 0.115 | 14.5 | 0.7 | Null | Null | Null | Null | Null | Null | Null | Null | Null
0.05737 | 9 | 0.115 | 14.5 | 0.8 | Null | Null | Null | Null | Null | Null | Null | Null | Null
0.05737 | 9 | 0.115 | 14.5 | 0.9 | Null | Null | Null | Null | Null | Null | Null | Null | Null
0.05737 | 9 | 0.115 | 14.5 | 1 | Null | Null | Null | Null | Null | Null | Null | Null | Null
0.05737 | 9 | 0.115 | 15 | 0.15 | Null | Null | Null | Null | Null | Null | Null | Null | Null
0.05737 | 9 | 0.115 | 15 | 0.2 | Null | Null | Null | Null | Null | Null | Null | Null | Null
0.05737 | 9 | 0.115 | 15 | 0.3 | Null | Null | Null | Null | Null | Null | Null | Null | Null
0.05737 | 9 | 0.115 | 15 | 0.4 | Null | Null | Null | Null | Null | Null | Null | Null | Null
0.05737 | 9 | 0.115 | 15 | 0.5 | Null | Null | Null | Null | Null | Null | Null | Null | Null
0.05737 | 9 | 0.115 | 15 | 0.6 | Null | Null | Null | Null | Null | Null | Null | Null | Null
0.05737 | 9 | 0.115 | 15 | 0.7 | Null | Null | Null | Null | Null | Null | Null | Null | Null
0.05737 | 9 | 0.115 | 15 | 0.8 | Null | Null | Null | Null | Null | Null | Null | Null | Null
0.05737 | 9 | 0.115 | 15 | 0.9 | Null | Null | Null | Null | Null | Null | Null | Null | Null
0.05737 | 9 | 0.115 | 15 | 1 | Null | Null | Null | Null | Null | Null | Null | Null | Null
0.05737 | 9 | 0.115 | 15.5 | 0.15 | Null | Null | Null | Null | Null | Null | Null | Null | Null
0.05737 | 9 | 0.115 | 15.5 | 0.2 | Null | Null | Null | Null | Null | Null | Null | Null | Null
0.05737 | 9 | 0.115 | 15.5 | 0.3 | Null | Null | Null | Null | Null | Null | Null | Null | Null
0.05737 | 9 | 0.115 | 15.5 | 0.4 | Null | Null | Null | Null | Null | Null | Null | Null | Null
0.05737 | 9 | 0.115 | 15.5 | 0.5 | Null | Null | Null | Null | Null | Null | Null | Null | Null
0.05737 | 9 | 0.115 | 15.5 | 0.6 | Null | Null | Null | Null | Null | Null | Null | Null | Null
0.05737 | 9 | 0.115 | 15.5 | 0.7 | Null | Null | Null | Null | Null | Null | Null | Null | Null
0.05737 | 9 | 0.115 | 15.5 | 0.8 | Null | Null | Null | Null | Null | Null | Null | Null | Null
0.05737 | 9 | 0.115 | 15.5 | 0.9 | Null | Null | Null | Null | Null | Null | Null | Null | Null
0.05737 | 9 | 0.115 | 15.5 | 1 | Null | Null | Null | Null | Null | Null | Null | Null | Null
0.05737 | 9 | 0.115 | 16 | 0.15 | Null | Null | Null | Null | Null | Null | Null | Null | Null
0.05737 | 9 | 0.115 | 16 | 0.2 | Null | Null | Null | Null | Null | Null | Null | Null | Null
0.05737 | 9 | 0.115 | 16 | 0.3 | Null | Null | Null | Null | Null | Null | Null | Null | Null
0.05737 | 9 | 0.115 | 16 | 0.4 | Null | Null | Null | Null | Null | Null | Null | Null | Null
0.05737 | 9 | 0.115 | 16 | 0.5 | Null | Null | Null | Null | Null | Null | Null | Null | Null
0.05737 | 9 | 0.115 | 16 | 0.6 | Null | Null | Null | Null | Null | Null | Null | Null | Null
0.05737 | 9 | 0.115 | 16 | 0.7 | Null | Null | Null | Null | Null | Null | Null | Null | Null
0.05737 | 9 | 0.115 | 16 | 0.8 | Null | Null | Null | Null | Null | Null | Null | Null | Null
0.05737 | 9 | 0.115 | 16 | 0.9 | Null | Null | Null | Null | Null | Null | Null | Null | Null
0.05737 | 9 | 0.115 | 16 | 1 | Null | Null | Null | Null | Null | Null | Null | Null | Null
0.05737 | 9 | 0.115 | 16.5 | 0.15 | Null | Null | Null | Null | Null | Null | Null | Null | Null
0.05737 | 9 | 0.115 | 16.5 | 0.2 | Null | Null | Null | Null | Null | Null | Null | Null | Null
0.05737 | 9 | 0.115 | 16.5 | 0.3 | Null | Null | Null | Null | Null | Null | Null | Null | Null
0.05737 | 9 | 0.115 | 16.5 | 0.4 | Null | Null | Null | Null | Null | Null | Null | Null | Null
0.05737 | 9 | 0.115 | 16.5 | 0.5 | Null | Null | Null | Null | Null | Null | Null | Null | Null
0.05737 | 9 | 0.115 | 16.5 | 0.6 | Null | Null | Null | Null | Null | Null | Null | Null | Null
0.05737 | 9 | 0.115 | 16.5 | 0.7 | Null | Null | Null | Null | Null | Null | Null | Null | Null
0.05737 | 9 | 0.115 | 16.5 | 0.8 | Null | Null | Null | Null | Null | Null | Null | Null | Null
0.05737 | 9 | 0.115 | 16.5 | 0.9 | Null | Null | Null | Null | Null | Null | Null | Null | Null
0.05737 | 9 | 0.115 | 16.5 | 1 | Null | Null | Null | Null | Null | Null | Null | Null | Null
0.05737 | 9 | 0.115 | 17 | 0.15 | Null | Null | Null | Null | Null | Null | Null | Null | Null
0.05737 | 9 | 0.115 | 17 | 0.2 | Null | Null | Null | Null | Null | Null | Null | Null | Null
0.05737 | 9 | 0.115 | 17 | 0.3 | Null | Null | Null | Null | Null | Null | Null | Null | Null
0.05737 | 9 | 0.115 | 17 | 0.4 | Null | Null | Null | Null | Null | Null | Null | Null | Null
0.05737 | 9 | 0.115 | 17 | 0.5 | Null | Null | Null | Null | Null | Null | Null | Null | Null
0.05737 | 9 | 0.115 | 17 | 0.6 | Null | Null | Null | Null | Null | Null | Null | Null | Null
0.05737 | 9 | 0.115 | 17 | 0.7 | Null | Null | Null | Null | Null | Null | Null | Null | Null
0.05737 | 9 | 0.115 | 17 | 0.8 | Null | Null | Null | Null | Null | Null | Null | Null | Null
0.05737 | 9 | 0.115 | 17 | 0.9 | Null | Null | Null | Null | Null | Null | Null | Null | Null
0.05737 | 9 | 0.115 | 17 | 1 | Null | Null | Null | Null | Null | Null | Null | Null | Null
0.05737 | 9 | 0.115 | 17.5 | 0.15 | Null | Null | Null | Null | Null | Null | Null | Null | Null
0.05737 | 9 | 0.115 | 17.5 | 0.2 | Null | Null | Null | Null | Null | Null | Null | Null | Null
0.05737 | 9 | 0.115 | 17.5 | 0.3 | Null | Null | Null | Null | Null | Null | Null | Null | Null
0.05737 | 9 | 0.115 | 17.5 | 0.4 | Null | Null | Null | Null | Null | Null | Null | Null | Null
0.05737 | 9 | 0.115 | 17.5 | 0.5 | Null | Null | Null | Null | Null | Null | Null | Null | Null
0.05737 | 9 | 0.115 | 17.5 | 0.6 | Null | Null | Null | Null | Null | Null | Null | Null | Null
0.05737 | 9 | 0.115 | 17.5 | 0.7 | Null | Null | Null | Null | Null | Null | Null | Null | Null
0.05737 | 9 | 0.115 | 17.5 | 0.8 | Null | Null | Null | Null | Null | Null | Null | Null | Null
0.05737 | 9 | 0.115 | 17.5 | 0.9 | Null | Null | Null | Null | Null | Null | Null | Null | Null
0.05737 | 9 | 0.115 | 17.5 | 1 | Null | Null | Null | Null | Null | Null | Null | Null | Null
0.05737 | 9 | 0.115 | 18 | 0.15 | Null | Null | Null | Null | Null | Null | Null | Null | Null
0.05737 | 9 | 0.115 | 18 | 0.2 | Null | Null | Null | Null | Null | Null | Null | Null | Null
0.05737 | 9 | 0.115 | 18 | 0.3 | Null | Null | Null | Null | Null | Null | Null | Null | Null
0.05737 | 9 | 0.115 | 18 | 0.4 | Null | Null | Null | Null | Null | Null | Null | Null | Null
0.05737 | 9 | 0.115 | 18 | 0.5 | Null | Null | Null | Null | Null | Null | Null | Null | Null
0.05737 | 9 | 0.115 | 18 | 0.6 | Null | Null | Null | Null | Null | Null | Null | Null | Null
0.05737 | 9 | 0.115 | 18 | 0.7 | Null | Null | Null | Null | Null | Null | Null | Null | Null
0.05737 | 9 | 0.115 | 18 | 0.8 | Null | Null | Null | Null | Null | Null | Null | Null | Null
0.05737 | 9 | 0.115 | 18 | 0.9 | Null | Null | Null | Null | Null | Null | Null | Null | Null
0.05737 | 9 | 0.115 | 18 | 1 | Null | Null | Null | Null | Null | Null | Null | Null | Null
0.05737 | 9 | 0.115 | 21 | 0.15 | Null | Null | Null | Null | Null | Null | Null | Null | Null
0.05737 | 9 | 0.115 | 21 | 0.2 | Null | Null | Null | Null | Null | Null | Null | Null | Null
0.05737 | 9 | 0.115 | 21 | 0.3 | Null | Null | Null | Null | Null | Null | Null | Null | Null
0.05737 | 9 | 0.115 | 21 | 0.4 | Null | Null | Null | Null | Null | Null | Null | Null | Null
0.05737 | 9 | 0.115 | 21 | 0.5 | Null | Null | Null | Null | Null | Null | Null | Null | Null
0.05737 | 9 | 0.115 | 21 | 0.6 | Null | Null | Null | Null | Null | Null | Null | Null | Null
0.05737 | 9 | 0.115 | 21 | 0.7 | Null | Null | Null | Null | Null | Null | Null | Null | Null
0.05737 | 9 | 0.115 | 21 | 0.8 | Null | Null | Null | Null | Null | Null | Null | Null | Null
0.05737 | 9 | 0.115 | 21 | 0.9 | Null | Null | Null | Null | Null | Null | Null | Null | Null
0.05737 | 9 | 0.115 | 21 | 1 | Null | Null | Null | Null | Null | Null | Null | Null | Null
0.05737 | 9 | 0.115 | 24 | 0.15 | Null | Null | Null | Null | Null | Null | Null | Null | Null
0.05737 | 9 | 0.115 | 24 | 0.2 | Null | Null | Null | Null | Null | Null | Null | Null | Null
0.05737 | 9 | 0.115 | 24 | 0.3 | Null | Null | Null | Null | Null | Null | Null | Null | Null
0.05737 | 9 | 0.115 | 24 | 0.4 | Null | Null | Null | Null | Null | Null | Null | Null | Null
0.05737 | 9 | 0.115 | 24 | 0.5 | Null | Null | Null | Null | Null | Null | Null | Null | Null
0.05737 | 9 | 0.115 | 24 | 0.6 | Null | Null | Null | Null | Null | Null | Null | Null | Null
0.05737 | 9 | 0.115 | 24 | 0.7 | Null | Null | Null | Null | Null | Null | Null | Null | Null
0.05737 | 9 | 0.115 | 24 | 0.8 | Null | Null | Null | Null | Null | Null | Null | Null | Null
0.05737 | 9 | 0.115 | 24 | 0.9 | Null | Null | Null | Null | Null | Null | Null | Null | Null
0.05737 | 9 | 0.115 | 24 | 1 | Null | Null | Null | Null | Null | Null | Null | Null | Null
0.05737 | 9 | 0.115 | 27 | 0.15 | Null | Null | Null | Null | Null | Null | Null | Null | Null
0.05737 | 9 | 0.115 | 27 | 0.2 | Null | Null | Null | Null | Null | Null | Null | Null | Null
0.05737 | 9 | 0.115 | 27 | 0.3 | Null | Null | Null | Null | Null | Null | Null | Null | Null
0.05737 | 9 | 0.115 | 27 | 0.4 | Null | Null | Null | Null | Null | Null | Null | Null | Null
0.05737 | 9 | 0.115 | 27 | 0.5 | Null | Null | Null | Null | Null | Null | Null | Null | Null
0.05737 | 9 | 0.115 | 27 | 0.6 | Null | Null | Null | Null | Null | Null | Null | Null | Null
0.05737 | 9 | 0.115 | 27 | 0.7 | Null | Null | Null | Null | Null | Null | Null | Null | Null
0.05737 | 9 | 0.115 | 27 | 0.8 | Null | Null | Null | Null | Null | Null | Null | Null | Null
0.05737 | 9 | 0.115 | 27 | 0.9 | Null | Null | Null | Null | Null | Null | Null | Null | Null
0.05737 | 9 | 0.115 | 27 | 1 | Null | Null | Null | Null | Null | Null | Null | Null | Null
0.05737 | 9 | 0.115 | 30 | 0.15 | Null | Null | Null | Null | Null | Null | Null | Null | Null
0.05737 | 9 | 0.115 | 30 | 0.2 | Null | Null | Null | Null | Null | Null | Null | Null | Null
0.05737 | 9 | 0.115 | 30 | 0.3 | Null | Null | Null | Null | Null | Null | Null | Null | Null
0.05737 | 9 | 0.115 | 30 | 0.4 | Null | Null | Null | Null | Null | Null | Null | Null | Null
0.05737 | 9 | 0.115 | 30 | 0.5 | Null | Null | Null | Null | Null | Null | Null | Null | Null
0.05737 | 9 | 0.115 | 30 | 0.6 | Null | Null | Null | Null | Null | Null | Null | Null | Null
0.05737 | 9 | 0.115 | 30 | 0.7 | Null | Null | Null | Null | Null | Null | Null | Null | Null
0.05737 | 9 | 0.115 | 30 | 0.8 | Null | Null | Null | Null | Null | Null | Null | Null | Null
0.05737 | 9 | 0.115 | 30 | 0.9 | Null | Null | Null | Null | Null | Null | Null | Null | Null
0.05737 | 9 | 0.115 | 30 | 1 | Null | Null | Null | Null | Null | Null | Null | Null | Null
0.05856 | 5 | 0.00115 | 10.5 | 0.15 | 23000 | 264000 | 286000 | 285.15 | 343.0677 | 28.3 | 49 | 0 | 703
0.05856 | 5 | 0.00115 | 10.5 | 0.2 | 26000 | 352000 | 377000 | 285.15 | 361.8411 | 28.3 | 49 | 0 | 784
0.05856 | 5 | 0.00115 | 10.5 | 0.3 | 32000 | 527000 | 558000 | 285.15 | 399.4997 | 28.3 | 49 | 0 | 961
0.05856 | 5 | 0.00115 | 10.5 | 0.4 | 39000 | 703000 | 741000 | 285.15 | 437.3331 | 28.3 | 49 | 0 | 1165
0.05856 | 5 | 0.00115 | 10.5 | 0.5 | 46000 | 879000 | 924000 | 285.15 | 475.3161 | 28.3 | 49 | 0 | 1391
0.05856 | 5 | 0.00115 | 10.5 | 0.6 | 57000 | 1055000 | 1110000 | 285.15 | 513.9712 | 28.3 | 49 | 0 | 1717
0.05856 | 5 | 0.00115 | 10.5 | 0.7 | 73000 | 1231000 | 1301000 | 285.15 | 553.5571 | 28.3 | 49 | 0 | 2182
0.05856 | 5 | 0.00115 | 10.5 | 0.8 | 94000 | 1406000 | 1497000 | 285.15 | 594.2686 | 28.3 | 49 | 0 | 2815
0.05856 | 5 | 0.00115 | 10.5 | 0.9 | 136000 | 1582000 | 1714000 | 285.15 | 639.2319 | 28.3 | 49 | 0 | 4081
0.05856 | 5 | 0.00115 | 10.5 | 1 | 0 | 1758000 | 0 | 285.15 | 273.15 | 28.3 | 49 | 0 | 0
0.05856 | 5 | 0.00115 | 11 | 0.15 | 24000 | 264000 | 287000 | 285.15 | 343.6668 | 28.3 | 49 | 0 | 716
0.05856 | 5 | 0.00115 | 11 | 0.2 | 27000 | 352000 | 377000 | 285.15 | 362.4586 | 28.3 | 49 | 0 | 798
0.05856 | 5 | 0.00115 | 11 | 0.3 | 33000 | 527000 | 559000 | 285.15 | 400.1461 | 28.3 | 49 | 0 | 979
0.05856 | 5 | 0.00115 | 11 | 0.4 | 39000 | 703000 | 741000 | 285.15 | 437.9778 | 28.3 | 49 | 0 | 1181
0.05856 | 5 | 0.00115 | 11 | 0.5 | 47000 | 879000 | 925000 | 285.15 | 476.056 | 28.3 | 49 | 0 | 1420
0.05856 | 5 | 0.00115 | 11 | 0.6 | 58000 | 1055000 | 1111000 | 285.15 | 514.6313 | 28.3 | 49 | 0 | 1733
0.05856 | 5 | 0.00115 | 11 | 0.7 | 75000 | 1231000 | 1303000 | 285.15 | 554.5556 | 28.3 | 49 | 0 | 2247
0.05856 | 5 | 0.00115 | 11 | 0.8 | 96000 | 1406000 | 1499000 | 285.15 | 595.2256 | 28.3 | 49 | 0 | 2872
0.05856 | 5 | 0.00115 | 11 | 0.9 | 135000 | 1582000 | 1713000 | 285.15 | 639.5339 | 28.3 | 49 | 0 | 4040
0.05856 | 5 | 0.00115 | 11 | 1 | 178000 | 1758000 | 1930000 | 285.15 | 684.6552 | 28.3 | 49 | 0 | 5328
0.05856 | 5 | 0.00115 | 11.5 | 0.15 | 24000 | 264000 | 287000 | 285.15 | 344.2778 | 28.3 | 49 | 0 | 730
0.05856 | 5 | 0.00115 | 11.5 | 0.2 | 27000 | 352000 | 378000 | 285.15 | 363.0797 | 28.3 | 49 | 0 | 814
0.05856 | 5 | 0.00115 | 11.5 | 0.3 | 33000 | 527000 | 560000 | 285.15 | 400.8008 | 28.3 | 49 | 0 | 998
0.05856 | 5 | 0.00115 | 11.5 | 0.4 | 40000 | 703000 | 742000 | 285.15 | 438.7081 | 28.3 | 49 | 0 | 1210
0.05856 | 5 | 0.00115 | 11.5 | 0.5 | 48000 | 879000 | 926000 | 285.15 | 476.7932 | 28.3 | 49 | 0 | 1449
0.05856 | 5 | 0.00115 | 11.5 | 0.6 | 60000 | 1055000 | 1113000 | 285.15 | 515.6195 | 28.3 | 49 | 0 | 1798
0.05856 | 5 | 0.00115 | 11.5 | 0.7 | 77000 | 1231000 | 1305000 | 285.15 | 555.5705 | 28.3 | 49 | 0 | 2315
0.05856 | 5 | 0.00115 | 11.5 | 0.8 | 98000 | 1406000 | 1501000 | 285.15 | 596.2388 | 28.3 | 49 | 0 | 2938
0.05856 | 5 | 0.00115 | 11.5 | 0.9 | 126000 | 1582000 | 1704000 | 285.15 | 638.2856 | 28.3 | 49 | 0 | 3767
0.05856 | 5 | 0.00115 | 11.5 | 1 | 180000 | 1758000 | 1933000 | 285.15 | 685.7068 | 28.3 | 49 | 0 | 5397
0.05856 | 5 | 0.00115 | 12 | 0.15 | 25000 | 264000 | 288000 | 285.15 | 344.9022 | 28.3 | 49 | 0 | 747
0.05856 | 5 | 0.00115 | 12 | 0.2 | 28000 | 352000 | 379000 | 285.15 | 363.7354 | 28.3 | 49 | 0 | 834
0.05856 | 5 | 0.00115 | 12 | 0.3 | 34000 | 527000 | 560000 | 285.15 | 401.4691 | 28.3 | 49 | 0 | 1019
0.05856 | 5 | 0.00115 | 12 | 0.4 | 41000 | 703000 | 743000 | 285.15 | 439.3847 | 28.3 | 49 | 0 | 1232
0.05856 | 5 | 0.00115 | 12 | 0.5 | 50000 | 879000 | 927000 | 285.15 | 477.5825 | 28.3 | 49 | 0 | 1486
0.05856 | 5 | 0.00115 | 12 | 0.6 | 62000 | 1055000 | 1115000 | 285.15 | 516.6116 | 28.3 | 49 | 0 | 1864
0.05856 | 5 | 0.00115 | 12 | 0.7 | 79000 | 1231000 | 1308000 | 285.15 | 556.6025 | 28.3 | 49 | 0 | 2385
0.05856 | 5 | 0.00115 | 12 | 0.8 | 100000 | 1406000 | 1504000 | 285.15 | 597.2721 | 28.3 | 49 | 0 | 3007
0.05856 | 5 | 0.00115 | 12 | 0.9 | 127000 | 1582000 | 1706000 | 285.15 | 639.2308 | 28.3 | 49 | 0 | 3822
0.05856 | 5 | 0.00115 | 12 | 1 | 180000 | 1758000 | 1933000 | 285.15 | 686.4114 | 28.3 | 49 | 0 | 5414
0.05856 | 5 | 0.00115 | 12.5 | 0.15 | 26000 | 264000 | 288000 | 285.15 | 345.5366 | 28.3 | 49 | 0 | 765
0.05856 | 5 | 0.00115 | 12.5 | 0.2 | 28000 | 352000 | 379000 | 285.15 | 364.3842 | 28.3 | 49 | 0 | 854
0.05856 | 5 | 0.00115 | 12.5 | 0.3 | 35000 | 527000 | 561000 | 285.15 | 402.2037 | 28.3 | 49 | 0 | 1051
0.05856 | 5 | 0.00115 | 12.5 | 0.4 | 42000 | 703000 | 744000 | 285.15 | 440.1467 | 28.3 | 49 | 0 | 1266
0.05856 | 5 | 0.00115 | 12.5 | 0.5 | 51000 | 879000 | 928000 | 285.15 | 478.4078 | 28.3 | 49 | 0 | 1528
0.05856 | 5 | 0.00115 | 12.5 | 0.6 | 64000 | 1055000 | 1117000 | 285.15 | 517.6127 | 28.3 | 49 | 0 | 1931
0.05856 | 5 | 0.00115 | 12.5 | 0.7 | 82000 | 1231000 | 1310000 | 285.15 | 557.6305 | 28.3 | 49 | 0 | 2455
0.05856 | 5 | 0.00115 | 12.5 | 0.8 | 103000 | 1406000 | 1506000 | 285.15 | 598.3419 | 28.3 | 49 | 0 | 3082
0.05856 | 5 | 0.00115 | 12.5 | 0.9 | 129000 | 1582000 | 1708000 | 285.15 | 640.2071 | 28.3 | 49 | 0 | 3881
0.05856 | 5 | 0.00115 | 12.5 | 1 | 181000 | 1758000 | 1934000 | 285.15 | 687.0967 | 28.3 | 49 | 0 | 5429
0.05856 | 5 | 0.00115 | 13 | 0.15 | 26000 | 264000 | 289000 | 285.15 | 346.1768 | 28.3 | 49 | 0 | 784
0.05856 | 5 | 0.00115 | 13 | 0.2 | 29000 | 352000 | 380000 | 285.15 | 365.0489 | 28.3 | 49 | 0 | 876
0.05856 | 5 | 0.00115 | 13 | 0.3 | 36000 | 527000 | 562000 | 285.15 | 402.9016 | 28.3 | 49 | 0 | 1076
0.05856 | 5 | 0.00115 | 13 | 0.4 | 43000 | 703000 | 745000 | 285.15 | 440.9374 | 28.3 | 49 | 0 | 1304
0.05856 | 5 | 0.00115 | 13 | 0.5 | 53000 | 879000 | 930000 | 285.15 | 479.3446 | 28.3 | 49 | 0 | 1587
0.05856 | 5 | 0.00115 | 13 | 0.6 | 67000 | 1055000 | 1119000 | 285.15 | 518.613 | 28.3 | 49 | 0 | 1998
0.05856 | 5 | 0.00115 | 13 | 0.7 | 84000 | 1231000 | 1312000 | 285.15 | 558.6744 | 28.3 | 49 | 0 | 2527
0.05856 | 5 | 0.00115 | 13 | 0.8 | 105000 | 1406000 | 1509000 | 285.15 | 599.4207 | 28.3 | 49 | 0 | 3158
0.05856 | 5 | 0.00115 | 13 | 0.9 | 132000 | 1582000 | 1710000 | 285.15 | 641.217 | 28.3 | 49 | 0 | 3946
0.05856 | 5 | 0.00115 | 13 | 1 | 180000 | 1758000 | 1933000 | 285.15 | 687.5825 | 28.3 | 49 | 0 | 5414
0.05856 | 5 | 0.00115 | 13.5 | 0.15 | 27000 | 264000 | 290000 | 285.15 | 346.8377 | 28.3 | 49 | 0 | 806
0.05856 | 5 | 0.00115 | 13.5 | 0.2 | 30000 | 352000 | 381000 | 285.15 | 365.7315 | 28.3 | 49 | 0 | 901
0.05856 | 5 | 0.00115 | 13.5 | 0.3 | 37000 | 527000 | 563000 | 285.15 | 403.6287 | 28.3 | 49 | 0 | 1106
0.05856 | 5 | 0.00115 | 13.5 | 0.4 | 45000 | 703000 | 747000 | 285.15 | 441.7267 | 28.3 | 49 | 0 | 1342
0.05856 | 5 | 0.00115 | 13.5 | 0.5 | 55000 | 879000 | 932000 | 285.15 | 480.2849 | 28.3 | 49 | 0 | 1646
0.05856 | 5 | 0.00115 | 13.5 | 0.6 | 69000 | 1055000 | 1122000 | 285.15 | 519.627 | 28.3 | 49 | 0 | 2067
0.05856 | 5 | 0.00115 | 13.5 | 0.7 | 87000 | 1231000 | 1315000 | 285.15 | 559.7102 | 28.3 | 49 | 0 | 2598
0.05856 | 5 | 0.00115 | 13.5 | 0.8 | 108000 | 1406000 | 1511000 | 285.15 | 600.5247 | 28.3 | 49 | 0 | 3238
0.05856 | 5 | 0.00115 | 13.5 | 0.9 | 134000 | 1582000 | 1712000 | 285.15 | 642.2407 | 28.3 | 49 | 0 | 4012
0.05856 | 5 | 0.00115 | 13.5 | 1 | 180000 | 1758000 | 1933000 | 285.15 | 688.101 | 28.3 | 49 | 0 | 5404
0.05856 | 5 | 0.00115 | 14 | 0.15 | 28000 | 264000 | 291000 | 285.15 | 347.5193 | 28.3 | 49 | 0 | 831
0.05856 | 5 | 0.00115 | 14 | 0.2 | 31000 | 352000 | 382000 | 285.15 | 366.4401 | 28.3 | 49 | 0 | 929
0.05856 | 5 | 0.00115 | 14 | 0.3 | 38000 | 527000 | 564000 | 285.15 | 404.4059 | 28.3 | 49 | 0 | 1144
0.05856 | 5 | 0.00115 | 14 | 0.4 | 47000 | 703000 | 748000 | 285.15 | 442.617 | 28.3 | 49 | 0 | 1395
0.05856 | 5 | 0.00115 | 14 | 0.5 | 57000 | 879000 | 934000 | 285.15 | 481.2484 | 28.3 | 49 | 0 | 1709
0.05856 | 5 | 0.00115 | 14 | 0.6 | 71000 | 1055000 | 1124000 | 285.15 | 520.6448 | 28.3 | 49 | 0 | 2137
0.05856 | 5 | 0.00115 | 14 | 0.7 | 89000 | 1231000 | 1317000 | 285.15 | 560.7731 | 28.3 | 49 | 0 | 2673
0.05856 | 5 | 0.00115 | 14 | 0.8 | 111000 | 1406000 | 1514000 | 285.15 | 601.6384 | 28.3 | 49 | 0 | 3320
0.05856 | 5 | 0.00115 | 14 | 0.9 | 136000 | 1582000 | 1714000 | 285.15 | 643.3263 | 28.3 | 49 | 0 | 4088
0.05856 | 5 | 0.00115 | 14 | 1 | 171000 | 1758000 | 1924000 | 285.15 | 686.8159 | 28.3 | 49 | 0 | 5125
0.05856 | 5 | 0.00115 | 14.5 | 0.15 | 28000 | 264000 | 290000 | 285.15 | 348.0114 | 28.3 | 49 | 0 | 828
0.05856 | 5 | 0.00115 | 14.5 | 0.2 | 32000 | 352000 | 383000 | 285.15 | 367.1906 | 28.3 | 49 | 0 | 964
0.05856 | 5 | 0.00115 | 14.5 | 0.3 | 40000 | 527000 | 566000 | 285.15 | 405.2426 | 28.3 | 49 | 0 | 1191
0.05856 | 5 | 0.00115 | 14.5 | 0.4 | 49000 | 703000 | 750000 | 285.15 | 443.5569 | 28.3 | 49 | 0 | 1456
0.05856 | 5 | 0.00115 | 14.5 | 0.5 | 59000 | 879000 | 936000 | 285.15 | 482.2211 | 28.3 | 49 | 0 | 1773
0.05856 | 5 | 0.00115 | 14.5 | 0.6 | 74000 | 1055000 | 1126000 | 285.15 | 521.6638 | 28.3 | 49 | 0 | 2207
0.05856 | 5 | 0.00115 | 14.5 | 0.7 | 92000 | 1231000 | 1319000 | 285.15 | 561.8382 | 28.3 | 49 | 0 | 2749
0.05856 | 5 | 0.00115 | 14.5 | 0.8 | 113000 | 1406000 | 1516000 | 285.15 | 602.7612 | 28.3 | 49 | 0 | 3403
0.05856 | 5 | 0.00115 | 14.5 | 0.9 | 139000 | 1582000 | 1717000 | 285.15 | 644.4554 | 28.3 | 49 | 0 | 4171
0.05856 | 5 | 0.00115 | 14.5 | 1 | 173000 | 1758000 | 1925000 | 285.15 | 687.7368 | 28.3 | 49 | 0 | 5176
0.05856 | 5 | 0.00115 | 15 | 0.15 | 29000 | 264000 | 291000 | 285.15 | 348.7111 | 28.3 | 49 | 0 | 856
0.05856 | 5 | 0.00115 | 15 | 0.2 | 34000 | 352000 | 384000 | 285.15 | 367.9848 | 28.3 | 49 | 0 | 1006
0.05856 | 5 | 0.00115 | 15 | 0.3 | 42000 | 527000 | 568000 | 285.15 | 406.1648 | 28.3 | 49 | 0 | 1250
0.05856 | 5 | 0.00115 | 15 | 0.4 | 50000 | 703000 | 751000 | 285.15 | 444.3169 | 28.3 | 49 | 0 | 1490
0.05856 | 5 | 0.00115 | 15 | 0.5 | 61000 | 879000 | 938000 | 285.15 | 483.1929 | 28.3 | 49 | 0 | 1838
0.05856 | 5 | 0.00115 | 15 | 0.6 | 76000 | 1055000 | 1129000 | 285.15 | 522.7032 | 28.3 | 49 | 0 | 2280
0.05856 | 5 | 0.00115 | 15 | 0.7 | 94000 | 1231000 | 1322000 | 285.15 | 562.9177 | 28.3 | 49 | 0 | 2827
0.05856 | 5 | 0.00115 | 15 | 0.8 | 116000 | 1406000 | 1519000 | 285.15 | 603.8928 | 28.3 | 49 | 0 | 3487
0.05856 | 5 | 0.00115 | 15 | 0.9 | 142000 | 1582000 | 1720000 | 285.15 | 645.6067 | 28.3 | 49 | 0 | 4257
0.05856 | 5 | 0.00115 | 15 | 1 | 175000 | 1758000 | 1927000 | 285.15 | 688.7333 | 28.3 | 49 | 0 | 5237
0.05856 | 5 | 0.00115 | 15.5 | 0.15 | 30000 | 264000 | 292000 | 285.15 | 349.4526 | 28.3 | 49 | 0 | 890
0.05856 | 5 | 0.00115 | 15.5 | 0.2 | 35000 | 352000 | 386000 | 285.15 | 368.8506 | 28.3 | 49 | 0 | 1058
0.05856 | 5 | 0.00115 | 15.5 | 0.3 | 44000 | 527000 | 570000 | 285.15 | 407.0848 | 28.3 | 49 | 0 | 1309
0.05856 | 5 | 0.00115 | 15.5 | 0.4 | 52000 | 703000 | 753000 | 285.15 | 445.2302 | 28.3 | 49 | 0 | 1547
0.05856 | 5 | 0.00115 | 15.5 | 0.5 | 63000 | 879000 | 941000 | 285.15 | 484.1783 | 28.3 | 49 | 0 | 1904
0.05856 | 5 | 0.00115 | 15.5 | 0.6 | 78000 | 1055000 | 1131000 | 285.15 | 523.7406 | 28.3 | 49 | 0 | 2353
0.05856 | 5 | 0.00115 | 15.5 | 0.7 | 97000 | 1231000 | 1325000 | 285.15 | 564.0274 | 28.3 | 49 | 0 | 2909
0.05856 | 5 | 0.00115 | 15.5 | 0.8 | 119000 | 1406000 | 1522000 | 285.15 | 605.0322 | 28.3 | 49 | 0 | 3573
0.05856 | 5 | 0.00115 | 15.5 | 0.9 | 145000 | 1582000 | 1723000 | 285.15 | 646.755 | 28.3 | 49 | 0 | 4343
0.05856 | 5 | 0.00115 | 15.5 | 1 | 177000 | 1758000 | 1930000 | 285.15 | 689.7999 | 28.3 | 49 | 0 | 5310
0.05856 | 5 | 0.00115 | 16 | 0.15 | 31000 | 264000 | 294000 | 285.15 | 350.1926 | 28.3 | 49 | 0 | 924
0.05856 | 5 | 0.00115 | 16 | 0.2 | 37000 | 352000 | 387000 | 285.15 | 369.6521 | 28.3 | 49 | 0 | 1100
0.05856 | 5 | 0.00115 | 16 | 0.3 | 43000 | 527000 | 569000 | 285.15 | 407.4583 | 28.3 | 49 | 0 | 1286
0.05856 | 5 | 0.00115 | 16 | 0.4 | 53000 | 703000 | 755000 | 285.15 | 446.1408 | 28.3 | 49 | 0 | 1603
0.05856 | 5 | 0.00115 | 16 | 0.5 | 66000 | 879000 | 943000 | 285.15 | 485.1571 | 28.3 | 49 | 0 | 1969
0.05856 | 5 | 0.00115 | 16 | 0.6 | 81000 | 1055000 | 1133000 | 285.15 | 524.785 | 28.3 | 49 | 0 | 2427
0.05856 | 5 | 0.00115 | 16 | 0.7 | 100000 | 1231000 | 1327000 | 285.15 | 565.1372 | 28.3 | 49 | 0 | 2992
0.05856 | 5 | 0.00115 | 16 | 0.8 | 122000 | 1406000 | 1525000 | 285.15 | 606.1788 | 28.3 | 49 | 0 | 3659
0.05856 | 5 | 0.00115 | 16 | 0.9 | 148000 | 1582000 | 1725000 | 285.15 | 647.9264 | 28.3 | 49 | 0 | 4432
0.05856 | 5 | 0.00115 | 16 | 1 | 180000 | 1758000 | 1932000 | 285.15 | 690.9423 | 28.3 | 49 | 0 | 5393
0.05856 | 5 | 0.00115 | 16.5 | 0.15 | 32000 | 264000 | 295000 | 285.15 | 350.935 | 28.3 | 49 | 0 | 958
0.05856 | 5 | 0.00115 | 16.5 | 0.2 | 37000 | 352000 | 387000 | 285.15 | 370.1519 | 28.3 | 49 | 0 | 1098
0.05856 | 5 | 0.00115 | 16.5 | 0.3 | 44000 | 527000 | 571000 | 285.15 | 408.3026 | 28.3 | 49 | 0 | 1334
0.05856 | 5 | 0.00115 | 16.5 | 0.4 | 55000 | 703000 | 757000 | 285.15 | 447.0623 | 28.3 | 49 | 0 | 1661
0.05856 | 5 | 0.00115 | 16.5 | 0.5 | 68000 | 879000 | 945000 | 285.15 | 486.1564 | 28.3 | 49 | 0 | 2038
0.05856 | 5 | 0.00115 | 16.5 | 0.6 | 83000 | 1055000 | 1136000 | 285.15 | 525.848 | 28.3 | 49 | 0 | 2503
0.05856 | 5 | 0.00115 | 16.5 | 0.7 | 103000 | 1231000 | 1330000 | 285.15 | 566.2618 | 28.3 | 49 | 0 | 3077
0.05856 | 5 | 0.00115 | 16.5 | 0.8 | 125000 | 1406000 | 1528000 | 285.15 | 607.3315 | 28.3 | 49 | 0 | 3747
0.05856 | 5 | 0.00115 | 16.5 | 0.9 | 151000 | 1582000 | 1729000 | 285.15 | 649.1514 | 28.3 | 49 | 0 | 4529
0.05856 | 5 | 0.00115 | 16.5 | 1 | 183000 | 1758000 | 1935000 | 285.15 | 692.1595 | 28.3 | 49 | 0 | 5488
0.05856 | 5 | 0.00115 | 17 | 0.15 | 33000 | 264000 | 296000 | 285.15 | 351.6943 | 28.3 | 49 | 0 | 995
0.05856 | 5 | 0.00115 | 17 | 0.2 | 38000 | 352000 | 388000 | 285.15 | 370.9425 | 28.3 | 49 | 0 | 1138
0.05856 | 5 | 0.00115 | 17 | 0.3 | 46000 | 527000 | 572000 | 285.15 | 409.1552 | 28.3 | 49 | 0 | 1383
0.05856 | 5 | 0.00115 | 17 | 0.4 | 57000 | 703000 | 759000 | 285.15 | 447.994 | 28.3 | 49 | 0 | 1721
0.05856 | 5 | 0.00115 | 17 | 0.5 | 70000 | 879000 | 947000 | 285.15 | 487.1546 | 28.3 | 49 | 0 | 2106
0.05856 | 5 | 0.00115 | 17 | 0.6 | 86000 | 1055000 | 1138000 | 285.15 | 526.8455 | 28.3 | 49 | 0 | 2571
0.05856 | 5 | 0.00115 | 17 | 0.7 | 105000 | 1231000 | 1333000 | 285.15 | 567.401 | 28.3 | 49 | 0 | 3163
0.05856 | 5 | 0.00115 | 17 | 0.8 | 128000 | 1406000 | 1531000 | 285.15 | 608.5128 | 28.3 | 49 | 0 | 3839
0.05856 | 5 | 0.00115 | 17 | 0.9 | 154000 | 1582000 | 1732000 | 285.15 | 650.3749 | 28.3 | 49 | 0 | 4626
0.05856 | 5 | 0.00115 | 17 | 1 | 187000 | 1758000 | 1939000 | 285.15 | 693.4827 | 28.3 | 49 | 0 | 5599
0.05856 | 5 | 0.00115 | 17.5 | 0.15 | 34000 | 264000 | 297000 | 285.15 | 352.4334 | 28.3 | 49 | 0 | 1029
0.05856 | 5 | 0.00115 | 17.5 | 0.2 | 39000 | 352000 | 390000 | 285.15 | 371.7384 | 28.3 | 49 | 0 | 1180
0.05856 | 5 | 0.00115 | 17.5 | 0.3 | 51000 | 527000 | 577000 | 285.15 | 410.5987 | 28.3 | 49 | 0 | 1520
0.05856 | 5 | 0.00115 | 17.5 | 0.4 | 59000 | 703000 | 761000 | 285.15 | 448.9251 | 28.3 | 49 | 0 | 1780
0.05856 | 5 | 0.00115 | 17.5 | 0.5 | 73000 | 879000 | 949000 | 285.15 | 488.1725 | 28.3 | 49 | 0 | 2178
0.05856 | 5 | 0.00115 | 17.5 | 0.6 | 88000 | 1055000 | 1140000 | 285.15 | 527.9272 | 28.3 | 49 | 0 | 2650
0.05856 | 5 | 0.00115 | 17.5 | 0.7 | 108000 | 1231000 | 1336000 | 285.15 | 568.5546 | 28.3 | 49 | 0 | 3253
0.05856 | 5 | 0.00115 | 17.5 | 0.8 | 131000 | 1406000 | 1534000 | 285.15 | 609.7002 | 28.3 | 49 | 0 | 3932
0.05856 | 5 | 0.00115 | 17.5 | 0.9 | 158000 | 1582000 | 1735000 | 285.15 | 651.6582 | 28.3 | 49 | 0 | 4732
0.05856 | 5 | 0.00115 | 17.5 | 1 | 190000 | 1758000 | 1943000 | 285.15 | 694.8361 | 28.3 | 49 | 0 | 5714
0.05856 | 5 | 0.00115 | 18 | 0.15 | 36000 | 264000 | 298000 | 285.15 | 353.2001 | 28.3 | 49 | 0 | 1067
0.05856 | 5 | 0.00115 | 18 | 0.2 | 41000 | 352000 | 391000 | 285.15 | 372.5392 | 28.3 | 49 | 0 | 1223
0.05856 | 5 | 0.00115 | 18 | 0.3 | 53000 | 527000 | 578000 | 285.15 | 411.4986 | 28.3 | 49 | 0 | 1576
0.05856 | 5 | 0.00115 | 18 | 0.4 | 61000 | 703000 | 763000 | 285.15 | 449.8738 | 28.3 | 49 | 0 | 1842
0.05856 | 5 | 0.00115 | 18 | 0.5 | 75000 | 879000 | 952000 | 285.15 | 489.1849 | 28.3 | 49 | 0 | 2248
0.05856 | 5 | 0.00115 | 18 | 0.6 | 91000 | 1055000 | 1143000 | 285.15 | 529.0112 | 28.3 | 49 | 0 | 2730
0.05856 | 5 | 0.00115 | 18 | 0.7 | 111000 | 1231000 | 1339000 | 285.15 | 569.702 | 28.3 | 49 | 0 | 3341
0.05856 | 5 | 0.00115 | 18 | 0.8 | 134000 | 1406000 | 1537000 | 285.15 | 610.8924 | 28.3 | 49 | 0 | 4026
0.05856 | 5 | 0.00115 | 18 | 0.9 | 161000 | 1582000 | 1739000 | 285.15 | 652.915 | 28.3 | 49 | 0 | 4835
0.05856 | 5 | 0.00115 | 18 | 1 | 194000 | 1758000 | 1946000 | 285.15 | 696.1219 | 28.3 | 49 | 0 | 5819
0.05856 | 5 | 0.00115 | 21 | 0.15 | 43000 | 264000 | 306000 | 285.15 | 357.8151 | 28.3 | 49 | 0 | 1296
0.05856 | 5 | 0.00115 | 21 | 0.2 | 50000 | 352000 | 400000 | 285.15 | 377.4602 | 28.3 | 49 | 0 | 1494
0.05856 | 5 | 0.00115 | 21 | 0.3 | 64000 | 527000 | 590000 | 285.15 | 417.0384 | 28.3 | 49 | 0 | 1933
0.05856 | 5 | 0.00115 | 21 | 0.4 | 75000 | 703000 | 776000 | 285.15 | 455.7028 | 28.3 | 49 | 0 | 2236
0.05856 | 5 | 0.00115 | 21 | 0.5 | 90000 | 879000 | 966000 | 285.15 | 495.4846 | 28.3 | 49 | 0 | 2705
0.05856 | 5 | 0.00115 | 21 | 0.6 | 108000 | 1055000 | 1160000 | 285.15 | 535.7157 | 28.3 | 49 | 0 | 3241
0.05856 | 5 | 0.00115 | 21 | 0.7 | 130000 | 1231000 | 1357000 | 285.15 | 576.77 | 28.3 | 49 | 0 | 3899
0.05856 | 5 | 0.00115 | 21 | 0.8 | 155000 | 1406000 | 1556000 | 285.15 | 618.3922 | 28.3 | 49 | 0 | 4641
0.05856 | 5 | 0.00115 | 21 | 0.9 | 183000 | 1582000 | 1760000 | 285.15 | 660.8269 | 28.3 | 49 | 0 | 5504
0.05856 | 5 | 0.00115 | 21 | 1 | 216000 | 1758000 | 1967000 | 285.15 | 703.9271 | 28.3 | 49 | 0 | 6466
0.05856 | 5 | 0.00115 | 24 | 0.15 | 52000 | 264000 | 314000 | 285.15 | 362.5817 | 28.3 | 49 | 0 | 1548
0.05856 | 5 | 0.00115 | 24 | 0.2 | 60000 | 352000 | 410000 | 285.15 | 382.5491 | 28.3 | 49 | 0 | 1791
0.05856 | 5 | 0.00115 | 24 | 0.3 | 75000 | 527000 | 600000 | 285.15 | 422.3525 | 28.3 | 49 | 0 | 2257
0.05856 | 5 | 0.00115 | 24 | 0.4 | 93000 | 703000 | 793000 | 285.15 | 462.5711 | 28.3 | 49 | 0 | 2784
0.05856 | 5 | 0.00115 | 24 | 0.5 | 107000 | 879000 | 983000 | 285.15 | 502.1144 | 28.3 | 49 | 0 | 3212
0.05856 | 5 | 0.00115 | 24 | 0.6 | 127000 | 1055000 | 1178000 | 285.15 | 542.8131 | 28.3 | 49 | 0 | 3810
0.05856 | 5 | 0.00115 | 24 | 0.7 | 150000 | 1231000 | 1376000 | 285.15 | 584.1223 | 28.3 | 49 | 0 | 4499
0.05856 | 5 | 0.00115 | 24 | 0.8 | 177000 | 1406000 | 1579000 | 285.15 | 626.3389 | 28.3 | 49 | 0 | 5323
0.05856 | 5 | 0.00115 | 24 | 0.9 | 207000 | 1582000 | 1783000 | 285.15 | 669.0046 | 28.3 | 49 | 0 | 6214
0.05856 | 5 | 0.00115 | 24 | 1 | 242000 | 1758000 | 1993000 | 285.15 | 712.7251 | 28.3 | 49 | 0 | 7260
0.05856 | 5 | 0.00115 | 27 | 0.15 | 60000 | 264000 | 322000 | 285.15 | 367.4307 | 28.3 | 49 | 0 | 1812
0.05856 | 5 | 0.00115 | 27 | 0.2 | 70000 | 352000 | 420000 | 285.15 | 387.75 | 28.3 | 49 | 0 | 2104
0.05856 | 5 | 0.00115 | 27 | 0.3 | 88000 | 527000 | 613000 | 285.15 | 428.1662 | 28.3 | 49 | 0 | 2654
0.05856 | 5 | 0.00115 | 27 | 0.4 | 107000 | 703000 | 807000 | 285.15 | 468.6174 | 28.3 | 49 | 0 | 3210
0.05856 | 5 | 0.00115 | 27 | 0.5 | 126000 | 879000 | 1002000 | 285.15 | 509.2317 | 28.3 | 49 | 0 | 3790
0.05856 | 5 | 0.00115 | 27 | 0.6 | 147000 | 1055000 | 1197000 | 285.15 | 550.1321 | 28.3 | 49 | 0 | 4412
0.05856 | 5 | 0.00115 | 27 | 0.7 | 172000 | 1231000 | 1397000 | 285.15 | 591.8784 | 28.3 | 49 | 0 | 5160
0.05856 | 5 | 0.00115 | 27 | 0.8 | 201000 | 1406000 | 1601000 | 285.15 | 634.3888 | 28.3 | 49 | 0 | 6021
0.05856 | 5 | 0.00115 | 27 | 0.9 | 234000 | 1582000 | 1810000 | 285.15 | 677.902 | 28.3 | 49 | 0 | 7030
0.05856 | 5 | 0.00115 | 27 | 1 | 271000 | 1758000 | 2020000 | 285.15 | 721.9354 | 28.3 | 49 | 0 | 8116
0.05856 | 5 | 0.00115 | 30 | 0.15 | 70000 | 264000 | 332000 | 285.15 | 372.5187 | 28.3 | 49 | 0 | 2111
0.05856 | 5 | 0.00115 | 30 | 0.2 | 82000 | 352000 | 431000 | 285.15 | 393.1928 | 28.3 | 49 | 0 | 2452
0.05856 | 5 | 0.00115 | 30 | 0.3 | 103000 | 527000 | 628000 | 285.15 | 434.2889 | 28.3 | 49 | 0 | 3097
0.05856 | 5 | 0.00115 | 30 | 0.4 | 125000 | 703000 | 824000 | 285.15 | 475.3527 | 28.3 | 49 | 0 | 3737
0.05856 | 5 | 0.00115 | 30 | 0.5 | 150000 | 879000 | 1024000 | 285.15 | 517.1522 | 28.3 | 49 | 0 | 4486
0.05856 | 5 | 0.00115 | 30 | 0.6 | 170000 | 1055000 | 1219000 | 285.15 | 557.9913 | 28.3 | 49 | 0 | 5093
0.05856 | 5 | 0.00115 | 30 | 0.7 | 196000 | 1231000 | 1420000 | 285.15 | 599.9986 | 28.3 | 49 | 0 | 5873
0.05856 | 5 | 0.00115 | 30 | 0.8 | 226000 | 1406000 | 1626000 | 285.15 | 642.9384 | 28.3 | 49 | 0 | 6791
0.05856 | 5 | 0.00115 | 30 | 0.9 | 262000 | 1582000 | 1837000 | 285.15 | 686.9433 | 28.3 | 49 | 0 | 7866
0.05856 | 5 | 0.00115 | 30 | 1 | 301000 | 1758000 | 2050000 | 285.15 | 731.6011 | 28.3 | 49 | 0 | 9039
0.05856 | 5 | 0.077 | 10.5 | 0.15 | Null | Null | Null | Null | Null | Null | Null | Null | Null
0.05856 | 5 | 0.077 | 10.5 | 0.2 | Null | Null | Null | Null | Null | Null | Null | Null | Null
0.05856 | 5 | 0.077 | 10.5 | 0.3 | Null | Null | Null | Null | Null | Null | Null | Null | Null
0.05856 | 5 | 0.077 | 10.5 | 0.4 | Null | Null | Null | Null | Null | Null | Null | Null | Null
0.05856 | 5 | 0.077 | 10.5 | 0.5 | Null | Null | Null | Null | Null | Null | Null | Null | Null
0.05856 | 5 | 0.077 | 10.5 | 0.6 | Null | Null | Null | Null | Null | Null | Null | Null | Null
0.05856 | 5 | 0.077 | 10.5 | 0.7 | Null | Null | Null | Null | Null | Null | Null | Null | Null
0.05856 | 5 | 0.077 | 10.5 | 0.8 | Null | Null | Null | Null | Null | Null | Null | Null | Null
0.05856 | 5 | 0.077 | 10.5 | 0.9 | Null | Null | Null | Null | Null | Null | Null | Null | Null
0.05856 | 5 | 0.077 | 10.5 | 1 | Null | Null | Null | Null | Null | Null | Null | Null | Null
0.05856 | 5 | 0.077 | 11 | 0.15 | Null | Null | Null | Null | Null | Null | Null | Null | Null
0.05856 | 5 | 0.077 | 11 | 0.2 | Null | Null | Null | Null | Null | Null | Null | Null | Null
0.05856 | 5 | 0.077 | 11 | 0.3 | Null | Null | Null | Null | Null | Null | Null | Null | Null
0.05856 | 5 | 0.077 | 11 | 0.4 | Null | Null | Null | Null | Null | Null | Null | Null | Null
0.05856 | 5 | 0.077 | 11 | 0.5 | Null | Null | Null | Null | Null | Null | Null | Null | Null
0.05856 | 5 | 0.077 | 11 | 0.6 | Null | Null | Null | Null | Null | Null | Null | Null | Null
0.05856 | 5 | 0.077 | 11 | 0.7 | Null | Null | Null | Null | Null | Null | Null | Null | Null
0.05856 | 5 | 0.077 | 11 | 0.8 | Null | Null | Null | Null | Null | Null | Null | Null | Null
0.05856 | 5 | 0.077 | 11 | 0.9 | Null | Null | Null | Null | Null | Null | Null | Null | Null
0.05856 | 5 | 0.077 | 11 | 1 | Null | Null | Null | Null | Null | Null | Null | Null | Null
0.05856 | 5 | 0.077 | 11.5 | 0.15 | Null | Null | Null | Null | Null | Null | Null | Null | Null
0.05856 | 5 | 0.077 | 11.5 | 0.2 | Null | Null | Null | Null | Null | Null | Null | Null | Null
0.05856 | 5 | 0.077 | 11.5 | 0.3 | Null | Null | Null | Null | Null | Null | Null | Null | Null
0.05856 | 5 | 0.077 | 11.5 | 0.4 | Null | Null | Null | Null | Null | Null | Null | Null | Null
0.05856 | 5 | 0.077 | 11.5 | 0.5 | Null | Null | Null | Null | Null | Null | Null | Null | Null
0.05856 | 5 | 0.077 | 11.5 | 0.6 | Null | Null | Null | Null | Null | Null | Null | Null | Null
0.05856 | 5 | 0.077 | 11.5 | 0.7 | Null | Null | Null | Null | Null | Null | Null | Null | Null
0.05856 | 5 | 0.077 | 11.5 | 0.8 | Null | Null | Null | Null | Null | Null | Null | Null | Null
0.05856 | 5 | 0.077 | 11.5 | 0.9 | Null | Null | Null | Null | Null | Null | Null | Null | Null
0.05856 | 5 | 0.077 | 11.5 | 1 | Null | Null | Null | Null | Null | Null | Null | Null | Null
0.05856 | 5 | 0.077 | 12 | 0.15 | Null | Null | Null | Null | Null | Null | Null | Null | Null
0.05856 | 5 | 0.077 | 12 | 0.2 | Null | Null | Null | Null | Null | Null | Null | Null | Null
0.05856 | 5 | 0.077 | 12 | 0.3 | Null | Null | Null | Null | Null | Null | Null | Null | Null
0.05856 | 5 | 0.077 | 12 | 0.4 | Null | Null | Null | Null | Null | Null | Null | Null | Null
0.05856 | 5 | 0.077 | 12 | 0.5 | Null | Null | Null | Null | Null | Null | Null | Null | Null
0.05856 | 5 | 0.077 | 12 | 0.6 | Null | Null | Null | Null | Null | Null | Null | Null | Null
0.05856 | 5 | 0.077 | 12 | 0.7 | Null | Null | Null | Null | Null | Null | Null | Null | Null
0.05856 | 5 | 0.077 | 12 | 0.8 | Null | Null | Null | Null | Null | Null | Null | Null | Null
0.05856 | 5 | 0.077 | 12 | 0.9 | Null | Null | Null | Null | Null | Null | Null | Null | Null
0.05856 | 5 | 0.077 | 12 | 1 | Null | Null | Null | Null | Null | Null | Null | Null | Null
0.05856 | 5 | 0.077 | 12.5 | 0.15 | Null | Null | Null | Null | Null | Null | Null | Null | Null
0.05856 | 5 | 0.077 | 12.5 | 0.2 | Null | Null | Null | Null | Null | Null | Null | Null | Null
0.05856 | 5 | 0.077 | 12.5 | 0.3 | Null | Null | Null | Null | Null | Null | Null | Null | Null
0.05856 | 5 | 0.077 | 12.5 | 0.4 | Null | Null | Null | Null | Null | Null | Null | Null | Null
0.05856 | 5 | 0.077 | 12.5 | 0.5 | Null | Null | Null | Null | Null | Null | Null | Null | Null
0.05856 | 5 | 0.077 | 12.5 | 0.6 | Null | Null | Null | Null | Null | Null | Null | Null | Null
0.05856 | 5 | 0.077 | 12.5 | 0.7 | Null | Null | Null | Null | Null | Null | Null | Null | Null
0.05856 | 5 | 0.077 | 12.5 | 0.8 | Null | Null | Null | Null | Null | Null | Null | Null | Null
0.05856 | 5 | 0.077 | 12.5 | 0.9 | Null | Null | Null | Null | Null | Null | Null | Null | Null
0.05856 | 5 | 0.077 | 12.5 | 1 | Null | Null | Null | Null | Null | Null | Null | Null | Null
0.05856 | 5 | 0.077 | 13 | 0.15 | Null | Null | Null | Null | Null | Null | Null | Null | Null
0.05856 | 5 | 0.077 | 13 | 0.2 | Null | Null | Null | Null | Null | Null | Null | Null | Null
0.05856 | 5 | 0.077 | 13 | 0.3 | Null | Null | Null | Null | Null | Null | Null | Null | Null
0.05856 | 5 | 0.077 | 13 | 0.4 | Null | Null | Null | Null | Null | Null | Null | Null | Null
0.05856 | 5 | 0.077 | 13 | 0.5 | Null | Null | Null | Null | Null | Null | Null | Null | Null
0.05856 | 5 | 0.077 | 13 | 0.6 | Null | Null | Null | Null | Null | Null | Null | Null | Null
0.05856 | 5 | 0.077 | 13 | 0.7 | Null | Null | Null | Null | Null | Null | Null | Null | Null
0.05856 | 5 | 0.077 | 13 | 0.8 | Null | Null | Null | Null | Null | Null | Null | Null | Null
0.05856 | 5 | 0.077 | 13 | 0.9 | Null | Null | Null | Null | Null | Null | Null | Null | Null
0.05856 | 5 | 0.077 | 13 | 1 | Null | Null | Null | Null | Null | Null | Null | Null | Null
0.05856 | 5 | 0.077 | 13.5 | 0.15 | Null | Null | Null | Null | Null | Null | Null | Null | Null
0.05856 | 5 | 0.077 | 13.5 | 0.2 | Null | Null | Null | Null | Null | Null | Null | Null | Null
0.05856 | 5 | 0.077 | 13.5 | 0.3 | Null | Null | Null | Null | Null | Null | Null | Null | Null
0.05856 | 5 | 0.077 | 13.5 | 0.4 | Null | Null | Null | Null | Null | Null | Null | Null | Null
0.05856 | 5 | 0.077 | 13.5 | 0.5 | Null | Null | Null | Null | Null | Null | Null | Null | Null
0.05856 | 5 | 0.077 | 13.5 | 0.6 | Null | Null | Null | Null | Null | Null | Null | Null | Null
0.05856 | 5 | 0.077 | 13.5 | 0.7 | Null | Null | Null | Null | Null | Null | Null | Null | Null
0.05856 | 5 | 0.077 | 13.5 | 0.8 | Null | Null | Null | Null | Null | Null | Null | Null | Null
0.05856 | 5 | 0.077 | 13.5 | 0.9 | Null | Null | Null | Null | Null | Null | Null | Null | Null
0.05856 | 5 | 0.077 | 13.5 | 1 | Null | Null | Null | Null | Null | Null | Null | Null | Null
0.05856 | 5 | 0.077 | 14 | 0.15 | Null | Null | Null | Null | Null | Null | Null | Null | Null
0.05856 | 5 | 0.077 | 14 | 0.2 | Null | Null | Null | Null | Null | Null | Null | Null | Null
0.05856 | 5 | 0.077 | 14 | 0.3 | Null | Null | Null | Null | Null | Null | Null | Null | Null
0.05856 | 5 | 0.077 | 14 | 0.4 | Null | Null | Null | Null | Null | Null | Null | Null | Null
0.05856 | 5 | 0.077 | 14 | 0.5 | Null | Null | Null | Null | Null | Null | Null | Null | Null
0.05856 | 5 | 0.077 | 14 | 0.6 | Null | Null | Null | Null | Null | Null | Null | Null | Null
0.05856 | 5 | 0.077 | 14 | 0.7 | Null | Null | Null | Null | Null | Null | Null | Null | Null
0.05856 | 5 | 0.077 | 14 | 0.8 | Null | Null | Null | Null | Null | Null | Null | Null | Null
0.05856 | 5 | 0.077 | 14 | 0.9 | Null | Null | Null | Null | Null | Null | Null | Null | Null
0.05856 | 5 | 0.077 | 14 | 1 | Null | Null | Null | Null | Null | Null | Null | Null | Null
0.05856 | 5 | 0.077 | 14.5 | 0.15 | Null | Null | Null | Null | Null | Null | Null | Null | Null
0.05856 | 5 | 0.077 | 14.5 | 0.2 | Null | Null | Null | Null | Null | Null | Null | Null | Null
0.05856 | 5 | 0.077 | 14.5 | 0.3 | Null | Null | Null | Null | Null | Null | Null | Null | Null
0.05856 | 5 | 0.077 | 14.5 | 0.4 | Null | Null | Null | Null | Null | Null | Null | Null | Null
0.05856 | 5 | 0.077 | 14.5 | 0.5 | Null | Null | Null | Null | Null | Null | Null | Null | Null
0.05856 | 5 | 0.077 | 14.5 | 0.6 | Null | Null | Null | Null | Null | Null | Null | Null | Null
0.05856 | 5 | 0.077 | 14.5 | 0.7 | Null | Null | Null | Null | Null | Null | Null | Null | Null
0.05856 | 5 | 0.077 | 14.5 | 0.8 | Null | Null | Null | Null | Null | Null | Null | Null | Null
0.05856 | 5 | 0.077 | 14.5 | 0.9 | Null | Null | Null | Null | Null | Null | Null | Null | Null
0.05856 | 5 | 0.077 | 14.5 | 1 | Null | Null | Null | Null | Null | Null | Null | Null | Null
0.05856 | 5 | 0.077 | 15 | 0.15 | Null | Null | Null | Null | Null | Null | Null | Null | Null
0.05856 | 5 | 0.077 | 15 | 0.2 | Null | Null | Null | Null | Null | Null | Null | Null | Null
0.05856 | 5 | 0.077 | 15 | 0.3 | Null | Null | Null | Null | Null | Null | Null | Null | Null
0.05856 | 5 | 0.077 | 15 | 0.4 | Null | Null | Null | Null | Null | Null | Null | Null | Null
0.05856 | 5 | 0.077 | 15 | 0.5 | Null | Null | Null | Null | Null | Null | Null | Null | Null
0.05856 | 5 | 0.077 | 15 | 0.6 | Null | Null | Null | Null | Null | Null | Null | Null | Null
0.05856 | 5 | 0.077 | 15 | 0.7 | Null | Null | Null | Null | Null | Null | Null | Null | Null
0.05856 | 5 | 0.077 | 15 | 0.8 | Null | Null | Null | Null | Null | Null | Null | Null | Null
0.05856 | 5 | 0.077 | 15 | 0.9 | Null | Null | Null | Null | Null | Null | Null | Null | Null
0.05856 | 5 | 0.077 | 15 | 1 | Null | Null | Null | Null | Null | Null | Null | Null | Null
0.05856 | 5 | 0.077 | 15.5 | 0.15 | Null | Null | Null | Null | Null | Null | Null | Null | Null
0.05856 | 5 | 0.077 | 15.5 | 0.2 | Null | Null | Null | Null | Null | Null | Null | Null | Null
0.05856 | 5 | 0.077 | 15.5 | 0.3 | Null | Null | Null | Null | Null | Null | Null | Null | Null
0.05856 | 5 | 0.077 | 15.5 | 0.4 | Null | Null | Null | Null | Null | Null | Null | Null | Null
0.05856 | 5 | 0.077 | 15.5 | 0.5 | Null | Null | Null | Null | Null | Null | Null | Null | Null
0.05856 | 5 | 0.077 | 15.5 | 0.6 | Null | Null | Null | Null | Null | Null | Null | Null | Null
0.05856 | 5 | 0.077 | 15.5 | 0.7 | Null | Null | Null | Null | Null | Null | Null | Null | Null
0.05856 | 5 | 0.077 | 15.5 | 0.8 | Null | Null | Null | Null | Null | Null | Null | Null | Null
0.05856 | 5 | 0.077 | 15.5 | 0.9 | Null | Null | Null | Null | Null | Null | Null | Null | Null
0.05856 | 5 | 0.077 | 15.5 | 1 | Null | Null | Null | Null | Null | Null | Null | Null | Null
0.05856 | 5 | 0.077 | 16 | 0.15 | Null | Null | Null | Null | Null | Null | Null | Null | Null
0.05856 | 5 | 0.077 | 16 | 0.2 | Null | Null | Null | Null | Null | Null | Null | Null | Null
0.05856 | 5 | 0.077 | 16 | 0.3 | Null | Null | Null | Null | Null | Null | Null | Null | Null
0.05856 | 5 | 0.077 | 16 | 0.4 | Null | Null | Null | Null | Null | Null | Null | Null | Null
0.05856 | 5 | 0.077 | 16 | 0.5 | Null | Null | Null | Null | Null | Null | Null | Null | Null
0.05856 | 5 | 0.077 | 16 | 0.6 | Null | Null | Null | Null | Null | Null | Null | Null | Null
0.05856 | 5 | 0.077 | 16 | 0.7 | Null | Null | Null | Null | Null | Null | Null | Null | Null
0.05856 | 5 | 0.077 | 16 | 0.8 | Null | Null | Null | Null | Null | Null | Null | Null | Null
0.05856 | 5 | 0.077 | 16 | 0.9 | Null | Null | Null | Null | Null | Null | Null | Null | Null
0.05856 | 5 | 0.077 | 16 | 1 | Null | Null | Null | Null | Null | Null | Null | Null | Null
0.05856 | 5 | 0.077 | 16.5 | 0.15 | Null | Null | Null | Null | Null | Null | Null | Null | Null
0.05856 | 5 | 0.077 | 16.5 | 0.2 | Null | Null | Null | Null | Null | Null | Null | Null | Null
0.05856 | 5 | 0.077 | 16.5 | 0.3 | Null | Null | Null | Null | Null | Null | Null | Null | Null
0.05856 | 5 | 0.077 | 16.5 | 0.4 | Null | Null | Null | Null | Null | Null | Null | Null | Null
0.05856 | 5 | 0.077 | 16.5 | 0.5 | Null | Null | Null | Null | Null | Null | Null | Null | Null
0.05856 | 5 | 0.077 | 16.5 | 0.6 | Null | Null | Null | Null | Null | Null | Null | Null | Null
0.05856 | 5 | 0.077 | 16.5 | 0.7 | Null | Null | Null | Null | Null | Null | Null | Null | Null
0.05856 | 5 | 0.077 | 16.5 | 0.8 | Null | Null | Null | Null | Null | Null | Null | Null | Null
0.05856 | 5 | 0.077 | 16.5 | 0.9 | Null | Null | Null | Null | Null | Null | Null | Null | Null
0.05856 | 5 | 0.077 | 16.5 | 1 | Null | Null | Null | Null | Null | Null | Null | Null | Null
0.05856 | 5 | 0.077 | 17 | 0.15 | Null | Null | Null | Null | Null | Null | Null | Null | Null
0.05856 | 5 | 0.077 | 17 | 0.2 | Null | Null | Null | Null | Null | Null | Null | Null | Null
0.05856 | 5 | 0.077 | 17 | 0.3 | Null | Null | Null | Null | Null | Null | Null | Null | Null
0.05856 | 5 | 0.077 | 17 | 0.4 | Null | Null | Null | Null | Null | Null | Null | Null | Null
0.05856 | 5 | 0.077 | 17 | 0.5 | Null | Null | Null | Null | Null | Null | Null | Null | Null
0.05856 | 5 | 0.077 | 17 | 0.6 | Null | Null | Null | Null | Null | Null | Null | Null | Null
0.05856 | 5 | 0.077 | 17 | 0.7 | Null | Null | Null | Null | Null | Null | Null | Null | Null
0.05856 | 5 | 0.077 | 17 | 0.8 | Null | Null | Null | Null | Null | Null | Null | Null | Null
0.05856 | 5 | 0.077 | 17 | 0.9 | Null | Null | Null | Null | Null | Null | Null | Null | Null
0.05856 | 5 | 0.077 | 17 | 1 | Null | Null | Null | Null | Null | Null | Null | Null | Null
0.05856 | 5 | 0.077 | 17.5 | 0.15 | Null | Null | Null | Null | Null | Null | Null | Null | Null
0.05856 | 5 | 0.077 | 17.5 | 0.2 | Null | Null | Null | Null | Null | Null | Null | Null | Null
0.05856 | 5 | 0.077 | 17.5 | 0.3 | Null | Null | Null | Null | Null | Null | Null | Null | Null
0.05856 | 5 | 0.077 | 17.5 | 0.4 | Null | Null | Null | Null | Null | Null | Null | Null | Null
0.05856 | 5 | 0.077 | 17.5 | 0.5 | Null | Null | Null | Null | Null | Null | Null | Null | Null
0.05856 | 5 | 0.077 | 17.5 | 0.6 | Null | Null | Null | Null | Null | Null | Null | Null | Null
0.05856 | 5 | 0.077 | 17.5 | 0.7 | Null | Null | Null | Null | Null | Null | Null | Null | Null
0.05856 | 5 | 0.077 | 17.5 | 0.8 | Null | Null | Null | Null | Null | Null | Null | Null | Null
0.05856 | 5 | 0.077 | 17.5 | 0.9 | Null | Null | Null | Null | Null | Null | Null | Null | Null
0.05856 | 5 | 0.077 | 17.5 | 1 | Null | Null | Null | Null | Null | Null | Null | Null | Null
0.05856 | 5 | 0.077 | 18 | 0.15 | Null | Null | Null | Null | Null | Null | Null | Null | Null
0.05856 | 5 | 0.077 | 18 | 0.2 | Null | Null | Null | Null | Null | Null | Null | Null | Null
0.05856 | 5 | 0.077 | 18 | 0.3 | Null | Null | Null | Null | Null | Null | Null | Null | Null
0.05856 | 5 | 0.077 | 18 | 0.4 | Null | Null | Null | Null | Null | Null | Null | Null | Null
0.05856 | 5 | 0.077 | 18 | 0.5 | Null | Null | Null | Null | Null | Null | Null | Null | Null
0.05856 | 5 | 0.077 | 18 | 0.6 | Null | Null | Null | Null | Null | Null | Null | Null | Null
0.05856 | 5 | 0.077 | 18 | 0.7 | Null | Null | Null | Null | Null | Null | Null | Null | Null
0.05856 | 5 | 0.077 | 18 | 0.8 | Null | Null | Null | Null | Null | Null | Null | Null | Null
0.05856 | 5 | 0.077 | 18 | 0.9 | Null | Null | Null | Null | Null | Null | Null | Null | Null
0.05856 | 5 | 0.077 | 18 | 1 | Null | Null | Null | Null | Null | Null | Null | Null | Null
0.05856 | 5 | 0.077 | 21 | 0.15 | Null | Null | Null | Null | Null | Null | Null | Null | Null
0.05856 | 5 | 0.077 | 21 | 0.2 | Null | Null | Null | Null | Null | Null | Null | Null | Null
0.05856 | 5 | 0.077 | 21 | 0.3 | Null | Null | Null | Null | Null | Null | Null | Null | Null
0.05856 | 5 | 0.077 | 21 | 0.4 | Null | Null | Null | Null | Null | Null | Null | Null | Null
0.05856 | 5 | 0.077 | 21 | 0.5 | Null | Null | Null | Null | Null | Null | Null | Null | Null
0.05856 | 5 | 0.077 | 21 | 0.6 | Null | Null | Null | Null | Null | Null | Null | Null | Null
0.05856 | 5 | 0.077 | 21 | 0.7 | Null | Null | Null | Null | Null | Null | Null | Null | Null
0.05856 | 5 | 0.077 | 21 | 0.8 | Null | Null | Null | Null | Null | Null | Null | Null | Null
0.05856 | 5 | 0.077 | 21 | 0.9 | Null | Null | Null | Null | Null | Null | Null | Null | Null
0.05856 | 5 | 0.077 | 21 | 1 | Null | Null | Null | Null | Null | Null | Null | Null | Null
0.05856 | 5 | 0.077 | 24 | 0.15 | Null | Null | Null | Null | Null | Null | Null | Null | Null
0.05856 | 5 | 0.077 | 24 | 0.2 | Null | Null | Null | Null | Null | Null | Null | Null | Null
0.05856 | 5 | 0.077 | 24 | 0.3 | Null | Null | Null | Null | Null | Null | Null | Null | Null
0.05856 | 5 | 0.077 | 24 | 0.4 | Null | Null | Null | Null | Null | Null | Null | Null | Null
0.05856 | 5 | 0.077 | 24 | 0.5 | Null | Null | Null | Null | Null | Null | Null | Null | Null
0.05856 | 5 | 0.077 | 24 | 0.6 | Null | Null | Null | Null | Null | Null | Null | Null | Null
0.05856 | 5 | 0.077 | 24 | 0.7 | Null | Null | Null | Null | Null | Null | Null | Null | Null
0.05856 | 5 | 0.077 | 24 | 0.8 | Null | Null | Null | Null | Null | Null | Null | Null | Null
0.05856 | 5 | 0.077 | 24 | 0.9 | Null | Null | Null | Null | Null | Null | Null | Null | Null
0.05856 | 5 | 0.077 | 24 | 1 | Null | Null | Null | Null | Null | Null | Null | Null | Null
0.05856 | 5 | 0.077 | 27 | 0.15 | Null | Null | Null | Null | Null | Null | Null | Null | Null
0.05856 | 5 | 0.077 | 27 | 0.2 | Null | Null | Null | Null | Null | Null | Null | Null | Null
0.05856 | 5 | 0.077 | 27 | 0.3 | Null | Null | Null | Null | Null | Null | Null | Null | Null
0.05856 | 5 | 0.077 | 27 | 0.4 | Null | Null | Null | Null | Null | Null | Null | Null | Null
0.05856 | 5 | 0.077 | 27 | 0.5 | Null | Null | Null | Null | Null | Null | Null | Null | Null
0.05856 | 5 | 0.077 | 27 | 0.6 | Null | Null | Null | Null | Null | Null | Null | Null | Null
0.05856 | 5 | 0.077 | 27 | 0.7 | Null | Null | Null | Null | Null | Null | Null | Null | Null
0.05856 | 5 | 0.077 | 27 | 0.8 | Null | Null | Null | Null | Null | Null | Null | Null | Null
0.05856 | 5 | 0.077 | 27 | 0.9 | Null | Null | Null | Null | Null | Null | Null | Null | Null
0.05856 | 5 | 0.077 | 27 | 1 | Null | Null | Null | Null | Null | Null | Null | Null | Null
0.05856 | 5 | 0.077 | 30 | 0.15 | Null | Null | Null | Null | Null | Null | Null | Null | Null
0.05856 | 5 | 0.077 | 30 | 0.2 | Null | Null | Null | Null | Null | Null | Null | Null | Null
0.05856 | 5 | 0.077 | 30 | 0.3 | Null | Null | Null | Null | Null | Null | Null | Null | Null
0.05856 | 5 | 0.077 | 30 | 0.4 | Null | Null | Null | Null | Null | Null | Null | Null | Null
0.05856 | 5 | 0.077 | 30 | 0.5 | Null | Null | Null | Null | Null | Null | Null | Null | Null
0.05856 | 5 | 0.077 | 30 | 0.6 | Null | Null | Null | Null | Null | Null | Null | Null | Null
0.05856 | 5 | 0.077 | 30 | 0.7 | Null | Null | Null | Null | Null | Null | Null | Null | Null
0.05856 | 5 | 0.077 | 30 | 0.8 | Null | Null | Null | Null | Null | Null | Null | Null | Null
0.05856 | 5 | 0.077 | 30 | 0.9 | Null | Null | Null | Null | Null | Null | Null | Null | Null
0.05856 | 5 | 0.077 | 30 | 1 | Null | Null | Null | Null | Null | Null | Null | Null | Null
0.05856 | 5 | 0.09437 | 10.5 | 0.15 | Null | Null | Null | Null | Null | Null | Null | Null | Null
0.05856 | 5 | 0.09437 | 10.5 | 0.2 | Null | Null | Null | Null | Null | Null | Null | Null | Null
0.05856 | 5 | 0.09437 | 10.5 | 0.3 | Null | Null | Null | Null | Null | Null | Null | Null | Null
0.05856 | 5 | 0.09437 | 10.5 | 0.4 | Null | Null | Null | Null | Null | Null | Null | Null | Null
0.05856 | 5 | 0.09437 | 10.5 | 0.5 | Null | Null | Null | Null | Null | Null | Null | Null | Null
0.05856 | 5 | 0.09437 | 10.5 | 0.6 | Null | Null | Null | Null | Null | Null | Null | Null | Null
0.05856 | 5 | 0.09437 | 10.5 | 0.7 | Null | Null | Null | Null | Null | Null | Null | Null | Null
0.05856 | 5 | 0.09437 | 10.5 | 0.8 | Null | Null | Null | Null | Null | Null | Null | Null | Null
0.05856 | 5 | 0.09437 | 10.5 | 0.9 | Null | Null | Null | Null | Null | Null | Null | Null | Null
0.05856 | 5 | 0.09437 | 10.5 | 1 | Null | Null | Null | Null | Null | Null | Null | Null | Null
0.05856 | 5 | 0.09437 | 11 | 0.15 | Null | Null | Null | Null | Null | Null | Null | Null | Null
0.05856 | 5 | 0.09437 | 11 | 0.2 | Null | Null | Null | Null | Null | Null | Null | Null | Null
0.05856 | 5 | 0.09437 | 11 | 0.3 | Null | Null | Null | Null | Null | Null | Null | Null | Null
0.05856 | 5 | 0.09437 | 11 | 0.4 | Null | Null | Null | Null | Null | Null | Null | Null | Null
0.05856 | 5 | 0.09437 | 11 | 0.5 | Null | Null | Null | Null | Null | Null | Null | Null | Null
0.05856 | 5 | 0.09437 | 11 | 0.6 | Null | Null | Null | Null | Null | Null | Null | Null | Null
0.05856 | 5 | 0.09437 | 11 | 0.7 | Null | Null | Null | Null | Null | Null | Null | Null | Null
0.05856 | 5 | 0.09437 | 11 | 0.8 | Null | Null | Null | Null | Null | Null | Null | Null | Null
0.05856 | 5 | 0.09437 | 11 | 0.9 | Null | Null | Null | Null | Null | Null | Null | Null | Null
0.05856 | 5 | 0.09437 | 11 | 1 | Null | Null | Null | Null | Null | Null | Null | Null | Null
0.05856 | 5 | 0.09437 | 11.5 | 0.15 | Null | Null | Null | Null | Null | Null | Null | Null | Null
0.05856 | 5 | 0.09437 | 11.5 | 0.2 | Null | Null | Null | Null | Null | Null | Null | Null | Null
0.05856 | 5 | 0.09437 | 11.5 | 0.3 | Null | Null | Null | Null | Null | Null | Null | Null | Null
0.05856 | 5 | 0.09437 | 11.5 | 0.4 | Null | Null | Null | Null | Null | Null | Null | Null | Null
0.05856 | 5 | 0.09437 | 11.5 | 0.5 | Null | Null | Null | Null | Null | Null | Null | Null | Null
0.05856 | 5 | 0.09437 | 11.5 | 0.6 | Null | Null | Null | Null | Null | Null | Null | Null | Null
0.05856 | 5 | 0.09437 | 11.5 | 0.7 | Null | Null | Null | Null | Null | Null | Null | Null | Null
0.05856 | 5 | 0.09437 | 11.5 | 0.8 | Null | Null | Null | Null | Null | Null | Null | Null | Null
0.05856 | 5 | 0.09437 | 11.5 | 0.9 | Null | Null | Null | Null | Null | Null | Null | Null | Null
0.05856 | 5 | 0.09437 | 11.5 | 1 | Null | Null | Null | Null | Null | Null | Null | Null | Null
0.05856 | 5 | 0.09437 | 12 | 0.15 | Null | Null | Null | Null | Null | Null | Null | Null | Null
0.05856 | 5 | 0.09437 | 12 | 0.2 | Null | Null | Null | Null | Null | Null | Null | Null | Null
0.05856 | 5 | 0.09437 | 12 | 0.3 | Null | Null | Null | Null | Null | Null | Null | Null | Null
0.05856 | 5 | 0.09437 | 12 | 0.4 | Null | Null | Null | Null | Null | Null | Null | Null | Null
0.05856 | 5 | 0.09437 | 12 | 0.5 | Null | Null | Null | Null | Null | Null | Null | Null | Null
0.05856 | 5 | 0.09437 | 12 | 0.6 | Null | Null | Null | Null | Null | Null | Null | Null | Null
0.05856 | 5 | 0.09437 | 12 | 0.7 | Null | Null | Null | Null | Null | Null | Null | Null | Null
0.05856 | 5 | 0.09437 | 12 | 0.8 | Null | Null | Null | Null | Null | Null | Null | Null | Null
0.05856 | 5 | 0.09437 | 12 | 0.9 | Null | Null | Null | Null | Null | Null | Null | Null | Null
0.05856 | 5 | 0.09437 | 12 | 1 | Null | Null | Null | Null | Null | Null | Null | Null | Null
0.05856 | 5 | 0.09437 | 12.5 | 0.15 | Null | Null | Null | Null | Null | Null | Null | Null | Null
0.05856 | 5 | 0.09437 | 12.5 | 0.2 | Null | Null | Null | Null | Null | Null | Null | Null | Null
0.05856 | 5 | 0.09437 | 12.5 | 0.3 | Null | Null | Null | Null | Null | Null | Null | Null | Null
0.05856 | 5 | 0.09437 | 12.5 | 0.4 | Null | Null | Null | Null | Null | Null | Null | Null | Null
0.05856 | 5 | 0.09437 | 12.5 | 0.5 | Null | Null | Null | Null | Null | Null | Null | Null | Null
0.05856 | 5 | 0.09437 | 12.5 | 0.6 | Null | Null | Null | Null | Null | Null | Null | Null | Null
0.05856 | 5 | 0.09437 | 12.5 | 0.7 | Null | Null | Null | Null | Null | Null | Null | Null | Null
0.05856 | 5 | 0.09437 | 12.5 | 0.8 | Null | Null | Null | Null | Null | Null | Null | Null | Null
0.05856 | 5 | 0.09437 | 12.5 | 0.9 | Null | Null | Null | Null | Null | Null | Null | Null | Null
0.05856 | 5 | 0.09437 | 12.5 | 1 | Null | Null | Null | Null | Null | Null | Null | Null | Null
0.05856 | 5 | 0.09437 | 13 | 0.15 | Null | Null | Null | Null | Null | Null | Null | Null | Null
0.05856 | 5 | 0.09437 | 13 | 0.2 | Null | Null | Null | Null | Null | Null | Null | Null | Null
0.05856 | 5 | 0.09437 | 13 | 0.3 | Null | Null | Null | Null | Null | Null | Null | Null | Null
0.05856 | 5 | 0.09437 | 13 | 0.4 | Null | Null | Null | Null | Null | Null | Null | Null | Null
0.05856 | 5 | 0.09437 | 13 | 0.5 | Null | Null | Null | Null | Null | Null | Null | Null | Null
0.05856 | 5 | 0.09437 | 13 | 0.6 | Null | Null | Null | Null | Null | Null | Null | Null | Null
0.05856 | 5 | 0.09437 | 13 | 0.7 | Null | Null | Null | Null | Null | Null | Null | Null | Null
0.05856 | 5 | 0.09437 | 13 | 0.8 | Null | Null | Null | Null | Null | Null | Null | Null | Null
0.05856 | 5 | 0.09437 | 13 | 0.9 | Null | Null | Null | Null | Null | Null | Null | Null | Null
0.05856 | 5 | 0.09437 | 13 | 1 | Null | Null | Null | Null | Null | Null | Null | Null | Null
0.05856 | 5 | 0.09437 | 13.5 | 0.15 | Null | Null | Null | Null | Null | Null | Null | Null | Null
0.05856 | 5 | 0.09437 | 13.5 | 0.2 | Null | Null | Null | Null | Null | Null | Null | Null | Null
0.05856 | 5 | 0.09437 | 13.5 | 0.3 | Null | Null | Null | Null | Null | Null | Null | Null | Null
0.05856 | 5 | 0.09437 | 13.5 | 0.4 | Null | Null | Null | Null | Null | Null | Null | Null | Null
0.05856 | 5 | 0.09437 | 13.5 | 0.5 | Null | Null | Null | Null | Null | Null | Null | Null | Null
0.05856 | 5 | 0.09437 | 13.5 | 0.6 | Null | Null | Null | Null | Null | Null | Null | Null | Null
0.05856 | 5 | 0.09437 | 13.5 | 0.7 | Null | Null | Null | Null | Null | Null | Null | Null | Null
0.05856 | 5 | 0.09437 | 13.5 | 0.8 | Null | Null | Null | Null | Null | Null | Null | Null | Null
0.05856 | 5 | 0.09437 | 13.5 | 0.9 | Null | Null | Null | Null | Null | Null | Null | Null | Null
0.05856 | 5 | 0.09437 | 13.5 | 1 | Null | Null | Null | Null | Null | Null | Null | Null | Null
0.05856 | 5 | 0.09437 | 14 | 0.15 | Null | Null | Null | Null | Null | Null | Null | Null | Null
0.05856 | 5 | 0.09437 | 14 | 0.2 | Null | Null | Null | Null | Null | Null | Null | Null | Null
0.05856 | 5 | 0.09437 | 14 | 0.3 | Null | Null | Null | Null | Null | Null | Null | Null | Null
0.05856 | 5 | 0.09437 | 14 | 0.4 | Null | Null | Null | Null | Null | Null | Null | Null | Null
0.05856 | 5 | 0.09437 | 14 | 0.5 | Null | Null | Null | Null | Null | Null | Null | Null | Null
0.05856 | 5 | 0.09437 | 14 | 0.6 | Null | Null | Null | Null | Null | Null | Null | Null | Null
0.05856 | 5 | 0.09437 | 14 | 0.7 | Null | Null | Null | Null | Null | Null | Null | Null | Null
0.05856 | 5 | 0.09437 | 14 | 0.8 | Null | Null | Null | Null | Null | Null | Null | Null | Null
0.05856 | 5 | 0.09437 | 14 | 0.9 | Null | Null | Null | Null | Null | Null | Null | Null | Null
0.05856 | 5 | 0.09437 | 14 | 1 | Null | Null | Null | Null | Null | Null | Null | Null | Null
0.05856 | 5 | 0.09437 | 14.5 | 0.15 | Null | Null | Null | Null | Null | Null | Null | Null | Null
0.05856 | 5 | 0.09437 | 14.5 | 0.2 | Null | Null | Null | Null | Null | Null | Null | Null | Null
0.05856 | 5 | 0.09437 | 14.5 | 0.3 | Null | Null | Null | Null | Null | Null | Null | Null | Null
0.05856 | 5 | 0.09437 | 14.5 | 0.4 | Null | Null | Null | Null | Null | Null | Null | Null | Null
0.05856 | 5 | 0.09437 | 14.5 | 0.5 | Null | Null | Null | Null | Null | Null | Null | Null | Null
0.05856 | 5 | 0.09437 | 14.5 | 0.6 | Null | Null | Null | Null | Null | Null | Null | Null | Null
0.05856 | 5 | 0.09437 | 14.5 | 0.7 | Null | Null | Null | Null | Null | Null | Null | Null | Null
0.05856 | 5 | 0.09437 | 14.5 | 0.8 | Null | Null | Null | Null | Null | Null | Null | Null | Null
0.05856 | 5 | 0.09437 | 14.5 | 0.9 | Null | Null | Null | Null | Null | Null | Null | Null | Null
0.05856 | 5 | 0.09437 | 14.5 | 1 | Null | Null | Null | Null | Null | Null | Null | Null | Null
0.05856 | 5 | 0.09437 | 15 | 0.15 | Null | Null | Null | Null | Null | Null | Null | Null | Null
0.05856 | 5 | 0.09437 | 15 | 0.2 | Null | Null | Null | Null | Null | Null | Null | Null | Null
0.05856 | 5 | 0.09437 | 15 | 0.3 | Null | Null | Null | Null | Null | Null | Null | Null | Null
0.05856 | 5 | 0.09437 | 15 | 0.4 | Null | Null | Null | Null | Null | Null | Null | Null | Null
0.05856 | 5 | 0.09437 | 15 | 0.5 | Null | Null | Null | Null | Null | Null | Null | Null | Null
0.05856 | 5 | 0.09437 | 15 | 0.6 | Null | Null | Null | Null | Null | Null | Null | Null | Null
0.05856 | 5 | 0.09437 | 15 | 0.7 | Null | Null | Null | Null | Null | Null | Null | Null | Null
0.05856 | 5 | 0.09437 | 15 | 0.8 | Null | Null | Null | Null | Null | Null | Null | Null | Null
0.05856 | 5 | 0.09437 | 15 | 0.9 | Null | Null | Null | Null | Null | Null | Null | Null | Null
0.05856 | 5 | 0.09437 | 15 | 1 | Null | Null | Null | Null | Null | Null | Null | Null | Null
0.05856 | 5 | 0.09437 | 15.5 | 0.15 | Null | Null | Null | Null | Null | Null | Null | Null | Null
0.05856 | 5 | 0.09437 | 15.5 | 0.2 | Null | Null | Null | Null | Null | Null | Null | Null | Null
0.05856 | 5 | 0.09437 | 15.5 | 0.3 | Null | Null | Null | Null | Null | Null | Null | Null | Null
0.05856 | 5 | 0.09437 | 15.5 | 0.4 | Null | Null | Null | Null | Null | Null | Null | Null | Null
0.05856 | 5 | 0.09437 | 15.5 | 0.5 | Null | Null | Null | Null | Null | Null | Null | Null | Null
0.05856 | 5 | 0.09437 | 15.5 | 0.6 | Null | Null | Null | Null | Null | Null | Null | Null | Null
0.05856 | 5 | 0.09437 | 15.5 | 0.7 | Null | Null | Null | Null | Null | Null | Null | Null | Null
0.05856 | 5 | 0.09437 | 15.5 | 0.8 | Null | Null | Null | Null | Null | Null | Null | Null | Null
0.05856 | 5 | 0.09437 | 15.5 | 0.9 | Null | Null | Null | Null | Null | Null | Null | Null | Null
0.05856 | 5 | 0.09437 | 15.5 | 1 | Null | Null | Null | Null | Null | Null | Null | Null | Null
0.05856 | 5 | 0.09437 | 16 | 0.15 | Null | Null | Null | Null | Null | Null | Null | Null | Null
0.05856 | 5 | 0.09437 | 16 | 0.2 | Null | Null | Null | Null | Null | Null | Null | Null | Null
0.05856 | 5 | 0.09437 | 16 | 0.3 | Null | Null | Null | Null | Null | Null | Null | Null | Null
0.05856 | 5 | 0.09437 | 16 | 0.4 | Null | Null | Null | Null | Null | Null | Null | Null | Null
0.05856 | 5 | 0.09437 | 16 | 0.5 | Null | Null | Null | Null | Null | Null | Null | Null | Null
0.05856 | 5 | 0.09437 | 16 | 0.6 | Null | Null | Null | Null | Null | Null | Null | Null | Null
0.05856 | 5 | 0.09437 | 16 | 0.7 | Null | Null | Null | Null | Null | Null | Null | Null | Null
0.05856 | 5 | 0.09437 | 16 | 0.8 | Null | Null | Null | Null | Null | Null | Null | Null | Null
0.05856 | 5 | 0.09437 | 16 | 0.9 | Null | Null | Null | Null | Null | Null | Null | Null | Null
0.05856 | 5 | 0.09437 | 16 | 1 | Null | Null | Null | Null | Null | Null | Null | Null | Null
0.05856 | 5 | 0.09437 | 16.5 | 0.15 | Null | Null | Null | Null | Null | Null | Null | Null | Null
0.05856 | 5 | 0.09437 | 16.5 | 0.2 | Null | Null | Null | Null | Null | Null | Null | Null | Null
0.05856 | 5 | 0.09437 | 16.5 | 0.3 | Null | Null | Null | Null | Null | Null | Null | Null | Null
0.05856 | 5 | 0.09437 | 16.5 | 0.4 | Null | Null | Null | Null | Null | Null | Null | Null | Null
0.05856 | 5 | 0.09437 | 16.5 | 0.5 | Null | Null | Null | Null | Null | Null | Null | Null | Null
0.05856 | 5 | 0.09437 | 16.5 | 0.6 | Null | Null | Null | Null | Null | Null | Null | Null | Null
0.05856 | 5 | 0.09437 | 16.5 | 0.7 | Null | Null | Null | Null | Null | Null | Null | Null | Null
0.05856 | 5 | 0.09437 | 16.5 | 0.8 | Null | Null | Null | Null | Null | Null | Null | Null | Null
0.05856 | 5 | 0.09437 | 16.5 | 0.9 | Null | Null | Null | Null | Null | Null | Null | Null | Null
0.05856 | 5 | 0.09437 | 16.5 | 1 | Null | Null | Null | Null | Null | Null | Null | Null | Null
0.05856 | 5 | 0.09437 | 17 | 0.15 | Null | Null | Null | Null | Null | Null | Null | Null | Null
0.05856 | 5 | 0.09437 | 17 | 0.2 | Null | Null | Null | Null | Null | Null | Null | Null | Null
0.05856 | 5 | 0.09437 | 17 | 0.3 | Null | Null | Null | Null | Null | Null | Null | Null | Null
0.05856 | 5 | 0.09437 | 17 | 0.4 | Null | Null | Null | Null | Null | Null | Null | Null | Null
0.05856 | 5 | 0.09437 | 17 | 0.5 | Null | Null | Null | Null | Null | Null | Null | Null | Null
0.05856 | 5 | 0.09437 | 17 | 0.6 | Null | Null | Null | Null | Null | Null | Null | Null | Null
0.05856 | 5 | 0.09437 | 17 | 0.7 | Null | Null | Null | Null | Null | Null | Null | Null | Null
0.05856 | 5 | 0.09437 | 17 | 0.8 | Null | Null | Null | Null | Null | Null | Null | Null | Null
0.05856 | 5 | 0.09437 | 17 | 0.9 | Null | Null | Null | Null | Null | Null | Null | Null | Null
0.05856 | 5 | 0.09437 | 17 | 1 | Null | Null | Null | Null | Null | Null | Null | Null | Null
0.05856 | 5 | 0.09437 | 17.5 | 0.15 | Null | Null | Null | Null | Null | Null | Null | Null | Null
0.05856 | 5 | 0.09437 | 17.5 | 0.2 | Null | Null | Null | Null | Null | Null | Null | Null | Null
0.05856 | 5 | 0.09437 | 17.5 | 0.3 | Null | Null | Null | Null | Null | Null | Null | Null | Null
0.05856 | 5 | 0.09437 | 17.5 | 0.4 | Null | Null | Null | Null | Null | Null | Null | Null | Null
0.05856 | 5 | 0.09437 | 17.5 | 0.5 | Null | Null | Null | Null | Null | Null | Null | Null | Null
0.05856 | 5 | 0.09437 | 17.5 | 0.6 | Null | Null | Null | Null | Null | Null | Null | Null | Null
0.05856 | 5 | 0.09437 | 17.5 | 0.7 | Null | Null | Null | Null | Null | Null | Null | Null | Null
0.05856 | 5 | 0.09437 | 17.5 | 0.8 | Null | Null | Null | Null | Null | Null | Null | Null | Null
0.05856 | 5 | 0.09437 | 17.5 | 0.9 | Null | Null | Null | Null | Null | Null | Null | Null | Null
0.05856 | 5 | 0.09437 | 17.5 | 1 | Null | Null | Null | Null | Null | Null | Null | Null | Null
0.05856 | 5 | 0.09437 | 18 | 0.15 | Null | Null | Null | Null | Null | Null | Null | Null | Null
0.05856 | 5 | 0.09437 | 18 | 0.2 | Null | Null | Null | Null | Null | Null | Null | Null | Null
0.05856 | 5 | 0.09437 | 18 | 0.3 | Null | Null | Null | Null | Null | Null | Null | Null | Null
0.05856 | 5 | 0.09437 | 18 | 0.4 | Null | Null | Null | Null | Null | Null | Null | Null | Null
0.05856 | 5 | 0.09437 | 18 | 0.5 | Null | Null | Null | Null | Null | Null | Null | Null | Null
0.05856 | 5 | 0.09437 | 18 | 0.6 | Null | Null | Null | Null | Null | Null | Null | Null | Null
0.05856 | 5 | 0.09437 | 18 | 0.7 | Null | Null | Null | Null | Null | Null | Null | Null | Null
0.05856 | 5 | 0.09437 | 18 | 0.8 | Null | Null | Null | Null | Null | Null | Null | Null | Null
0.05856 | 5 | 0.09437 | 18 | 0.9 | Null | Null | Null | Null | Null | Null | Null | Null | Null
0.05856 | 5 | 0.09437 | 18 | 1 | Null | Null | Null | Null | Null | Null | Null | Null | Null
0.05856 | 5 | 0.09437 | 21 | 0.15 | Null | Null | Null | Null | Null | Null | Null | Null | Null
0.05856 | 5 | 0.09437 | 21 | 0.2 | Null | Null | Null | Null | Null | Null | Null | Null | Null
0.05856 | 5 | 0.09437 | 21 | 0.3 | Null | Null | Null | Null | Null | Null | Null | Null | Null
0.05856 | 5 | 0.09437 | 21 | 0.4 | Null | Null | Null | Null | Null | Null | Null | Null | Null
0.05856 | 5 | 0.09437 | 21 | 0.5 | Null | Null | Null | Null | Null | Null | Null | Null | Null
0.05856 | 5 | 0.09437 | 21 | 0.6 | Null | Null | Null | Null | Null | Null | Null | Null | Null
0.05856 | 5 | 0.09437 | 21 | 0.7 | Null | Null | Null | Null | Null | Null | Null | Null | Null
0.05856 | 5 | 0.09437 | 21 | 0.8 | Null | Null | Null | Null | Null | Null | Null | Null | Null
0.05856 | 5 | 0.09437 | 21 | 0.9 | Null | Null | Null | Null | Null | Null | Null | Null | Null
0.05856 | 5 | 0.09437 | 21 | 1 | Null | Null | Null | Null | Null | Null | Null | Null | Null
0.05856 | 5 | 0.09437 | 24 | 0.15 | Null | Null | Null | Null | Null | Null | Null | Null | Null
0.05856 | 5 | 0.09437 | 24 | 0.2 | Null | Null | Null | Null | Null | Null | Null | Null | Null
0.05856 | 5 | 0.09437 | 24 | 0.3 | Null | Null | Null | Null | Null | Null | Null | Null | Null
0.05856 | 5 | 0.09437 | 24 | 0.4 | Null | Null | Null | Null | Null | Null | Null | Null | Null
0.05856 | 5 | 0.09437 | 24 | 0.5 | Null | Null | Null | Null | Null | Null | Null | Null | Null
0.05856 | 5 | 0.09437 | 24 | 0.6 | Null | Null | Null | Null | Null | Null | Null | Null | Null
0.05856 | 5 | 0.09437 | 24 | 0.7 | Null | Null | Null | Null | Null | Null | Null | Null | Null
0.05856 | 5 | 0.09437 | 24 | 0.8 | Null | Null | Null | Null | Null | Null | Null | Null | Null
0.05856 | 5 | 0.09437 | 24 | 0.9 | Null | Null | Null | Null | Null | Null | Null | Null | Null
0.05856 | 5 | 0.09437 | 24 | 1 | Null | Null | Null | Null | Null | Null | Null | Null | Null
0.05856 | 5 | 0.09437 | 27 | 0.15 | Null | Null | Null | Null | Null | Null | Null | Null | Null
0.05856 | 5 | 0.09437 | 27 | 0.2 | Null | Null | Null | Null | Null | Null | Null | Null | Null
0.05856 | 5 | 0.09437 | 27 | 0.3 | Null | Null | Null | Null | Null | Null | Null | Null | Null
0.05856 | 5 | 0.09437 | 27 | 0.4 | Null | Null | Null | Null | Null | Null | Null | Null | Null
0.05856 | 5 | 0.09437 | 27 | 0.5 | Null | Null | Null | Null | Null | Null | Null | Null | Null
0.05856 | 5 | 0.09437 | 27 | 0.6 | Null | Null | Null | Null | Null | Null | Null | Null | Null
0.05856 | 5 | 0.09437 | 27 | 0.7 | Null | Null | Null | Null | Null | Null | Null | Null | Null
0.05856 | 5 | 0.09437 | 27 | 0.8 | Null | Null | Null | Null | Null | Null | Null | Null | Null
0.05856 | 5 | 0.09437 | 27 | 0.9 | Null | Null | Null | Null | Null | Null | Null | Null | Null
0.05856 | 5 | 0.09437 | 27 | 1 | Null | Null | Null | Null | Null | Null | Null | Null | Null
0.05856 | 5 | 0.09437 | 30 | 0.15 | Null | Null | Null | Null | Null | Null | Null | Null | Null
0.05856 | 5 | 0.09437 | 30 | 0.2 | Null | Null | Null | Null | Null | Null | Null | Null | Null
0.05856 | 5 | 0.09437 | 30 | 0.3 | Null | Null | Null | Null | Null | Null | Null | Null | Null
0.05856 | 5 | 0.09437 | 30 | 0.4 | Null | Null | Null | Null | Null | Null | Null | Null | Null
0.05856 | 5 | 0.09437 | 30 | 0.5 | Null | Null | Null | Null | Null | Null | Null | Null | Null
0.05856 | 5 | 0.09437 | 30 | 0.6 | Null | Null | Null | Null | Null | Null | Null | Null | Null
0.05856 | 5 | 0.09437 | 30 | 0.7 | Null | Null | Null | Null | Null | Null | Null | Null | Null
0.05856 | 5 | 0.09437 | 30 | 0.8 | Null | Null | Null | Null | Null | Null | Null | Null | Null
0.05856 | 5 | 0.09437 | 30 | 0.9 | Null | Null | Null | Null | Null | Null | Null | Null | Null
0.05856 | 5 | 0.09437 | 30 | 1 | Null | Null | Null | Null | Null | Null | Null | Null | Null
0.05856 | 5 | 0.09644 | 10.5 | 0.15 | Null | Null | Null | Null | Null | Null | Null | Null | Null
0.05856 | 5 | 0.09644 | 10.5 | 0.2 | Null | Null | Null | Null | Null | Null | Null | Null | Null
0.05856 | 5 | 0.09644 | 10.5 | 0.3 | Null | Null | Null | Null | Null | Null | Null | Null | Null
0.05856 | 5 | 0.09644 | 10.5 | 0.4 | Null | Null | Null | Null | Null | Null | Null | Null | Null
0.05856 | 5 | 0.09644 | 10.5 | 0.5 | Null | Null | Null | Null | Null | Null | Null | Null | Null
0.05856 | 5 | 0.09644 | 10.5 | 0.6 | Null | Null | Null | Null | Null | Null | Null | Null | Null
0.05856 | 5 | 0.09644 | 10.5 | 0.7 | Null | Null | Null | Null | Null | Null | Null | Null | Null
0.05856 | 5 | 0.09644 | 10.5 | 0.8 | Null | Null | Null | Null | Null | Null | Null | Null | Null
0.05856 | 5 | 0.09644 | 10.5 | 0.9 | Null | Null | Null | Null | Null | Null | Null | Null | Null
0.05856 | 5 | 0.09644 | 10.5 | 1 | Null | Null | Null | Null | Null | Null | Null | Null | Null
0.05856 | 5 | 0.09644 | 11 | 0.15 | Null | Null | Null | Null | Null | Null | Null | Null | Null
0.05856 | 5 | 0.09644 | 11 | 0.2 | Null | Null | Null | Null | Null | Null | Null | Null | Null
0.05856 | 5 | 0.09644 | 11 | 0.3 | Null | Null | Null | Null | Null | Null | Null | Null | Null
0.05856 | 5 | 0.09644 | 11 | 0.4 | Null | Null | Null | Null | Null | Null | Null | Null | Null
0.05856 | 5 | 0.09644 | 11 | 0.5 | Null | Null | Null | Null | Null | Null | Null | Null | Null
0.05856 | 5 | 0.09644 | 11 | 0.6 | Null | Null | Null | Null | Null | Null | Null | Null | Null
0.05856 | 5 | 0.09644 | 11 | 0.7 | Null | Null | Null | Null | Null | Null | Null | Null | Null
0.05856 | 5 | 0.09644 | 11 | 0.8 | Null | Null | Null | Null | Null | Null | Null | Null | Null
0.05856 | 5 | 0.09644 | 11 | 0.9 | Null | Null | Null | Null | Null | Null | Null | Null | Null
0.05856 | 5 | 0.09644 | 11 | 1 | Null | Null | Null | Null | Null | Null | Null | Null | Null
0.05856 | 5 | 0.09644 | 11.5 | 0.15 | Null | Null | Null | Null | Null | Null | Null | Null | Null
0.05856 | 5 | 0.09644 | 11.5 | 0.2 | Null | Null | Null | Null | Null | Null | Null | Null | Null
0.05856 | 5 | 0.09644 | 11.5 | 0.3 | Null | Null | Null | Null | Null | Null | Null | Null | Null
0.05856 | 5 | 0.09644 | 11.5 | 0.4 | Null | Null | Null | Null | Null | Null | Null | Null | Null
0.05856 | 5 | 0.09644 | 11.5 | 0.5 | Null | Null | Null | Null | Null | Null | Null | Null | Null
0.05856 | 5 | 0.09644 | 11.5 | 0.6 | Null | Null | Null | Null | Null | Null | Null | Null | Null
0.05856 | 5 | 0.09644 | 11.5 | 0.7 | Null | Null | Null | Null | Null | Null | Null | Null | Null
0.05856 | 5 | 0.09644 | 11.5 | 0.8 | Null | Null | Null | Null | Null | Null | Null | Null | Null
0.05856 | 5 | 0.09644 | 11.5 | 0.9 | Null | Null | Null | Null | Null | Null | Null | Null | Null
0.05856 | 5 | 0.09644 | 11.5 | 1 | Null | Null | Null | Null | Null | Null | Null | Null | Null
0.05856 | 5 | 0.09644 | 12 | 0.15 | Null | Null | Null | Null | Null | Null | Null | Null | Null
0.05856 | 5 | 0.09644 | 12 | 0.2 | Null | Null | Null | Null | Null | Null | Null | Null | Null
0.05856 | 5 | 0.09644 | 12 | 0.3 | Null | Null | Null | Null | Null | Null | Null | Null | Null
0.05856 | 5 | 0.09644 | 12 | 0.4 | Null | Null | Null | Null | Null | Null | Null | Null | Null
0.05856 | 5 | 0.09644 | 12 | 0.5 | Null | Null | Null | Null | Null | Null | Null | Null | Null
0.05856 | 5 | 0.09644 | 12 | 0.6 | Null | Null | Null | Null | Null | Null | Null | Null | Null
0.05856 | 5 | 0.09644 | 12 | 0.7 | Null | Null | Null | Null | Null | Null | Null | Null | Null
0.05856 | 5 | 0.09644 | 12 | 0.8 | Null | Null | Null | Null | Null | Null | Null | Null | Null
0.05856 | 5 | 0.09644 | 12 | 0.9 | Null | Null | Null | Null | Null | Null | Null | Null | Null
0.05856 | 5 | 0.09644 | 12 | 1 | Null | Null | Null | Null | Null | Null | Null | Null | Null
0.05856 | 5 | 0.09644 | 12.5 | 0.15 | Null | Null | Null | Null | Null | Null | Null | Null | Null
0.05856 | 5 | 0.09644 | 12.5 | 0.2 | Null | Null | Null | Null | Null | Null | Null | Null | Null
0.05856 | 5 | 0.09644 | 12.5 | 0.3 | Null | Null | Null | Null | Null | Null | Null | Null | Null
0.05856 | 5 | 0.09644 | 12.5 | 0.4 | Null | Null | Null | Null | Null | Null | Null | Null | Null
0.05856 | 5 | 0.09644 | 12.5 | 0.5 | Null | Null | Null | Null | Null | Null | Null | Null | Null
0.05856 | 5 | 0.09644 | 12.5 | 0.6 | Null | Null | Null | Null | Null | Null | Null | Null | Null
0.05856 | 5 | 0.09644 | 12.5 | 0.7 | Null | Null | Null | Null | Null | Null | Null | Null | Null
0.05856 | 5 | 0.09644 | 12.5 | 0.8 | Null | Null | Null | Null | Null | Null | Null | Null | Null
0.05856 | 5 | 0.09644 | 12.5 | 0.9 | Null | Null | Null | Null | Null | Null | Null | Null | Null
0.05856 | 5 | 0.09644 | 12.5 | 1 | Null | Null | Null | Null | Null | Null | Null | Null | Null
0.05856 | 5 | 0.09644 | 13 | 0.15 | Null | Null | Null | Null | Null | Null | Null | Null | Null
0.05856 | 5 | 0.09644 | 13 | 0.2 | Null | Null | Null | Null | Null | Null | Null | Null | Null
0.05856 | 5 | 0.09644 | 13 | 0.3 | Null | Null | Null | Null | Null | Null | Null | Null | Null
0.05856 | 5 | 0.09644 | 13 | 0.4 | Null | Null | Null | Null | Null | Null | Null | Null | Null
0.05856 | 5 | 0.09644 | 13 | 0.5 | Null | Null | Null | Null | Null | Null | Null | Null | Null
0.05856 | 5 | 0.09644 | 13 | 0.6 | Null | Null | Null | Null | Null | Null | Null | Null | Null
0.05856 | 5 | 0.09644 | 13 | 0.7 | Null | Null | Null | Null | Null | Null | Null | Null | Null
0.05856 | 5 | 0.09644 | 13 | 0.8 | Null | Null | Null | Null | Null | Null | Null | Null | Null
0.05856 | 5 | 0.09644 | 13 | 0.9 | Null | Null | Null | Null | Null | Null | Null | Null | Null
0.05856 | 5 | 0.09644 | 13 | 1 | Null | Null | Null | Null | Null | Null | Null | Null | Null
0.05856 | 5 | 0.09644 | 13.5 | 0.15 | Null | Null | Null | Null | Null | Null | Null | Null | Null
0.05856 | 5 | 0.09644 | 13.5 | 0.2 | Null | Null | Null | Null | Null | Null | Null | Null | Null
0.05856 | 5 | 0.09644 | 13.5 | 0.3 | Null | Null | Null | Null | Null | Null | Null | Null | Null
0.05856 | 5 | 0.09644 | 13.5 | 0.4 | Null | Null | Null | Null | Null | Null | Null | Null | Null
0.05856 | 5 | 0.09644 | 13.5 | 0.5 | Null | Null | Null | Null | Null | Null | Null | Null | Null
0.05856 | 5 | 0.09644 | 13.5 | 0.6 | Null | Null | Null | Null | Null | Null | Null | Null | Null
0.05856 | 5 | 0.09644 | 13.5 | 0.7 | Null | Null | Null | Null | Null | Null | Null | Null | Null
0.05856 | 5 | 0.09644 | 13.5 | 0.8 | Null | Null | Null | Null | Null | Null | Null | Null | Null
0.05856 | 5 | 0.09644 | 13.5 | 0.9 | Null | Null | Null | Null | Null | Null | Null | Null | Null
0.05856 | 5 | 0.09644 | 13.5 | 1 | Null | Null | Null | Null | Null | Null | Null | Null | Null
0.05856 | 5 | 0.09644 | 14 | 0.15 | Null | Null | Null | Null | Null | Null | Null | Null | Null
0.05856 | 5 | 0.09644 | 14 | 0.2 | Null | Null | Null | Null | Null | Null | Null | Null | Null
0.05856 | 5 | 0.09644 | 14 | 0.3 | Null | Null | Null | Null | Null | Null | Null | Null | Null
0.05856 | 5 | 0.09644 | 14 | 0.4 | Null | Null | Null | Null | Null | Null | Null | Null | Null
0.05856 | 5 | 0.09644 | 14 | 0.5 | Null | Null | Null | Null | Null | Null | Null | Null | Null
0.05856 | 5 | 0.09644 | 14 | 0.6 | Null | Null | Null | Null | Null | Null | Null | Null | Null
0.05856 | 5 | 0.09644 | 14 | 0.7 | Null | Null | Null | Null | Null | Null | Null | Null | Null
0.05856 | 5 | 0.09644 | 14 | 0.8 | Null | Null | Null | Null | Null | Null | Null | Null | Null
0.05856 | 5 | 0.09644 | 14 | 0.9 | Null | Null | Null | Null | Null | Null | Null | Null | Null
0.05856 | 5 | 0.09644 | 14 | 1 | Null | Null | Null | Null | Null | Null | Null | Null | Null
0.05856 | 5 | 0.09644 | 14.5 | 0.15 | Null | Null | Null | Null | Null | Null | Null | Null | Null
0.05856 | 5 | 0.09644 | 14.5 | 0.2 | Null | Null | Null | Null | Null | Null | Null | Null | Null
0.05856 | 5 | 0.09644 | 14.5 | 0.3 | Null | Null | Null | Null | Null | Null | Null | Null | Null
0.05856 | 5 | 0.09644 | 14.5 | 0.4 | Null | Null | Null | Null | Null | Null | Null | Null | Null
0.05856 | 5 | 0.09644 | 14.5 | 0.5 | Null | Null | Null | Null | Null | Null | Null | Null | Null
0.05856 | 5 | 0.09644 | 14.5 | 0.6 | Null | Null | Null | Null | Null | Null | Null | Null | Null
0.05856 | 5 | 0.09644 | 14.5 | 0.7 | Null | Null | Null | Null | Null | Null | Null | Null | Null
0.05856 | 5 | 0.09644 | 14.5 | 0.8 | Null | Null | Null | Null | Null | Null | Null | Null | Null
0.05856 | 5 | 0.09644 | 14.5 | 0.9 | Null | Null | Null | Null | Null | Null | Null | Null | Null
0.05856 | 5 | 0.09644 | 14.5 | 1 | Null | Null | Null | Null | Null | Null | Null | Null | Null
0.05856 | 5 | 0.09644 | 15 | 0.15 | Null | Null | Null | Null | Null | Null | Null | Null | Null
0.05856 | 5 | 0.09644 | 15 | 0.2 | Null | Null | Null | Null | Null | Null | Null | Null | Null
0.05856 | 5 | 0.09644 | 15 | 0.3 | Null | Null | Null | Null | Null | Null | Null | Null | Null
0.05856 | 5 | 0.09644 | 15 | 0.4 | Null | Null | Null | Null | Null | Null | Null | Null | Null
0.05856 | 5 | 0.09644 | 15 | 0.5 | Null | Null | Null | Null | Null | Null | Null | Null | Null
0.05856 | 5 | 0.09644 | 15 | 0.6 | Null | Null | Null | Null | Null | Null | Null | Null | Null
0.05856 | 5 | 0.09644 | 15 | 0.7 | Null | Null | Null | Null | Null | Null | Null | Null | Null
0.05856 | 5 | 0.09644 | 15 | 0.8 | Null | Null | Null | Null | Null | Null | Null | Null | Null
0.05856 | 5 | 0.09644 | 15 | 0.9 | Null | Null | Null | Null | Null | Null | Null | Null | Null
0.05856 | 5 | 0.09644 | 15 | 1 | Null | Null | Null | Null | Null | Null | Null | Null | Null
0.05856 | 5 | 0.09644 | 15.5 | 0.15 | Null | Null | Null | Null | Null | Null | Null | Null | Null
0.05856 | 5 | 0.09644 | 15.5 | 0.2 | Null | Null | Null | Null | Null | Null | Null | Null | Null
0.05856 | 5 | 0.09644 | 15.5 | 0.3 | Null | Null | Null | Null | Null | Null | Null | Null | Null
0.05856 | 5 | 0.09644 | 15.5 | 0.4 | Null | Null | Null | Null | Null | Null | Null | Null | Null
0.05856 | 5 | 0.09644 | 15.5 | 0.5 | Null | Null | Null | Null | Null | Null | Null | Null | Null
0.05856 | 5 | 0.09644 | 15.5 | 0.6 | Null | Null | Null | Null | Null | Null | Null | Null | Null
0.05856 | 5 | 0.09644 | 15.5 | 0.7 | Null | Null | Null | Null | Null | Null | Null | Null | Null
0.05856 | 5 | 0.09644 | 15.5 | 0.8 | Null | Null | Null | Null | Null | Null | Null | Null | Null
0.05856 | 5 | 0.09644 | 15.5 | 0.9 | Null | Null | Null | Null | Null | Null | Null | Null | Null
0.05856 | 5 | 0.09644 | 15.5 | 1 | Null | Null | Null | Null | Null | Null | Null | Null | Null
0.05856 | 5 | 0.09644 | 16 | 0.15 | Null | Null | Null | Null | Null | Null | Null | Null | Null
0.05856 | 5 | 0.09644 | 16 | 0.2 | Null | Null | Null | Null | Null | Null | Null | Null | Null
0.05856 | 5 | 0.09644 | 16 | 0.3 | Null | Null | Null | Null | Null | Null | Null | Null | Null
0.05856 | 5 | 0.09644 | 16 | 0.4 | Null | Null | Null | Null | Null | Null | Null | Null | Null
0.05856 | 5 | 0.09644 | 16 | 0.5 | Null | Null | Null | Null | Null | Null | Null | Null | Null
0.05856 | 5 | 0.09644 | 16 | 0.6 | Null | Null | Null | Null | Null | Null | Null | Null | Null
0.05856 | 5 | 0.09644 | 16 | 0.7 | Null | Null | Null | Null | Null | Null | Null | Null | Null
0.05856 | 5 | 0.09644 | 16 | 0.8 | Null | Null | Null | Null | Null | Null | Null | Null | Null
0.05856 | 5 | 0.09644 | 16 | 0.9 | Null | Null | Null | Null | Null | Null | Null | Null | Null
0.05856 | 5 | 0.09644 | 16 | 1 | Null | Null | Null | Null | Null | Null | Null | Null | Null
0.05856 | 5 | 0.09644 | 16.5 | 0.15 | Null | Null | Null | Null | Null | Null | Null | Null | Null
0.05856 | 5 | 0.09644 | 16.5 | 0.2 | Null | Null | Null | Null | Null | Null | Null | Null | Null
0.05856 | 5 | 0.09644 | 16.5 | 0.3 | Null | Null | Null | Null | Null | Null | Null | Null | Null
0.05856 | 5 | 0.09644 | 16.5 | 0.4 | Null | Null | Null | Null | Null | Null | Null | Null | Null
0.05856 | 5 | 0.09644 | 16.5 | 0.5 | Null | Null | Null | Null | Null | Null | Null | Null | Null
0.05856 | 5 | 0.09644 | 16.5 | 0.6 | Null | Null | Null | Null | Null | Null | Null | Null | Null
0.05856 | 5 | 0.09644 | 16.5 | 0.7 | Null | Null | Null | Null | Null | Null | Null | Null | Null
0.05856 | 5 | 0.09644 | 16.5 | 0.8 | Null | Null | Null | Null | Null | Null | Null | Null | Null
0.05856 | 5 | 0.09644 | 16.5 | 0.9 | Null | Null | Null | Null | Null | Null | Null | Null | Null
0.05856 | 5 | 0.09644 | 16.5 | 1 | Null | Null | Null | Null | Null | Null | Null | Null | Null
0.05856 | 5 | 0.09644 | 17 | 0.15 | Null | Null | Null | Null | Null | Null | Null | Null | Null
0.05856 | 5 | 0.09644 | 17 | 0.2 | Null | Null | Null | Null | Null | Null | Null | Null | Null
0.05856 | 5 | 0.09644 | 17 | 0.3 | Null | Null | Null | Null | Null | Null | Null | Null | Null
0.05856 | 5 | 0.09644 | 17 | 0.4 | Null | Null | Null | Null | Null | Null | Null | Null | Null
0.05856 | 5 | 0.09644 | 17 | 0.5 | Null | Null | Null | Null | Null | Null | Null | Null | Null
0.05856 | 5 | 0.09644 | 17 | 0.6 | Null | Null | Null | Null | Null | Null | Null | Null | Null
0.05856 | 5 | 0.09644 | 17 | 0.7 | Null | Null | Null | Null | Null | Null | Null | Null | Null
0.05856 | 5 | 0.09644 | 17 | 0.8 | Null | Null | Null | Null | Null | Null | Null | Null | Null
0.05856 | 5 | 0.09644 | 17 | 0.9 | Null | Null | Null | Null | Null | Null | Null | Null | Null
0.05856 | 5 | 0.09644 | 17 | 1 | Null | Null | Null | Null | Null | Null | Null | Null | Null
0.05856 | 5 | 0.09644 | 17.5 | 0.15 | Null | Null | Null | Null | Null | Null | Null | Null | Null
0.05856 | 5 | 0.09644 | 17.5 | 0.2 | Null | Null | Null | Null | Null | Null | Null | Null | Null
0.05856 | 5 | 0.09644 | 17.5 | 0.3 | Null | Null | Null | Null | Null | Null | Null | Null | Null
0.05856 | 5 | 0.09644 | 17.5 | 0.4 | Null | Null | Null | Null | Null | Null | Null | Null | Null
0.05856 | 5 | 0.09644 | 17.5 | 0.5 | Null | Null | Null | Null | Null | Null | Null | Null | Null
0.05856 | 5 | 0.09644 | 17.5 | 0.6 | Null | Null | Null | Null | Null | Null | Null | Null | Null
0.05856 | 5 | 0.09644 | 17.5 | 0.7 | Null | Null | Null | Null | Null | Null | Null | Null | Null
0.05856 | 5 | 0.09644 | 17.5 | 0.8 | Null | Null | Null | Null | Null | Null | Null | Null | Null
0.05856 | 5 | 0.09644 | 17.5 | 0.9 | Null | Null | Null | Null | Null | Null | Null | Null | Null
0.05856 | 5 | 0.09644 | 17.5 | 1 | Null | Null | Null | Null | Null | Null | Null | Null | Null
0.05856 | 5 | 0.09644 | 18 | 0.15 | Null | Null | Null | Null | Null | Null | Null | Null | Null
0.05856 | 5 | 0.09644 | 18 | 0.2 | Null | Null | Null | Null | Null | Null | Null | Null | Null
0.05856 | 5 | 0.09644 | 18 | 0.3 | Null | Null | Null | Null | Null | Null | Null | Null | Null
0.05856 | 5 | 0.09644 | 18 | 0.4 | Null | Null | Null | Null | Null | Null | Null | Null | Null
0.05856 | 5 | 0.09644 | 18 | 0.5 | Null | Null | Null | Null | Null | Null | Null | Null | Null
0.05856 | 5 | 0.09644 | 18 | 0.6 | Null | Null | Null | Null | Null | Null | Null | Null | Null
0.05856 | 5 | 0.09644 | 18 | 0.7 | Null | Null | Null | Null | Null | Null | Null | Null | Null
0.05856 | 5 | 0.09644 | 18 | 0.8 | Null | Null | Null | Null | Null | Null | Null | Null | Null
0.05856 | 5 | 0.09644 | 18 | 0.9 | Null | Null | Null | Null | Null | Null | Null | Null | Null
0.05856 | 5 | 0.09644 | 18 | 1 | Null | Null | Null | Null | Null | Null | Null | Null | Null
0.05856 | 5 | 0.09644 | 21 | 0.15 | Null | Null | Null | Null | Null | Null | Null | Null | Null
0.05856 | 5 | 0.09644 | 21 | 0.2 | Null | Null | Null | Null | Null | Null | Null | Null | Null
0.05856 | 5 | 0.09644 | 21 | 0.3 | Null | Null | Null | Null | Null | Null | Null | Null | Null
0.05856 | 5 | 0.09644 | 21 | 0.4 | Null | Null | Null | Null | Null | Null | Null | Null | Null
0.05856 | 5 | 0.09644 | 21 | 0.5 | Null | Null | Null | Null | Null | Null | Null | Null | Null
0.05856 | 5 | 0.09644 | 21 | 0.6 | Null | Null | Null | Null | Null | Null | Null | Null | Null
0.05856 | 5 | 0.09644 | 21 | 0.7 | Null | Null | Null | Null | Null | Null | Null | Null | Null
0.05856 | 5 | 0.09644 | 21 | 0.8 | Null | Null | Null | Null | Null | Null | Null | Null | Null
0.05856 | 5 | 0.09644 | 21 | 0.9 | Null | Null | Null | Null | Null | Null | Null | Null | Null
0.05856 | 5 | 0.09644 | 21 | 1 | Null | Null | Null | Null | Null | Null | Null | Null | Null
0.05856 | 5 | 0.09644 | 24 | 0.15 | Null | Null | Null | Null | Null | Null | Null | Null | Null
0.05856 | 5 | 0.09644 | 24 | 0.2 | Null | Null | Null | Null | Null | Null | Null | Null | Null
0.05856 | 5 | 0.09644 | 24 | 0.3 | Null | Null | Null | Null | Null | Null | Null | Null | Null
0.05856 | 5 | 0.09644 | 24 | 0.4 | Null | Null | Null | Null | Null | Null | Null | Null | Null
0.05856 | 5 | 0.09644 | 24 | 0.5 | Null | Null | Null | Null | Null | Null | Null | Null | Null
0.05856 | 5 | 0.09644 | 24 | 0.6 | Null | Null | Null | Null | Null | Null | Null | Null | Null
0.05856 | 5 | 0.09644 | 24 | 0.7 | Null | Null | Null | Null | Null | Null | Null | Null | Null
0.05856 | 5 | 0.09644 | 24 | 0.8 | Null | Null | Null | Null | Null | Null | Null | Null | Null
0.05856 | 5 | 0.09644 | 24 | 0.9 | Null | Null | Null | Null | Null | Null | Null | Null | Null
0.05856 | 5 | 0.09644 | 24 | 1 | Null | Null | Null | Null | Null | Null | Null | Null | Null
0.05856 | 5 | 0.09644 | 27 | 0.15 | Null | Null | Null | Null | Null | Null | Null | Null | Null
0.05856 | 5 | 0.09644 | 27 | 0.2 | Null | Null | Null | Null | Null | Null | Null | Null | Null
0.05856 | 5 | 0.09644 | 27 | 0.3 | Null | Null | Null | Null | Null | Null | Null | Null | Null
0.05856 | 5 | 0.09644 | 27 | 0.4 | Null | Null | Null | Null | Null | Null | Null | Null | Null
0.05856 | 5 | 0.09644 | 27 | 0.5 | Null | Null | Null | Null | Null | Null | Null | Null | Null
0.05856 | 5 | 0.09644 | 27 | 0.6 | Null | Null | Null | Null | Null | Null | Null | Null | Null
0.05856 | 5 | 0.09644 | 27 | 0.7 | Null | Null | Null | Null | Null | Null | Null | Null | Null
0.05856 | 5 | 0.09644 | 27 | 0.8 | Null | Null | Null | Null | Null | Null | Null | Null | Null
0.05856 | 5 | 0.09644 | 27 | 0.9 | Null | Null | Null | Null | Null | Null | Null | Null | Null
0.05856 | 5 | 0.09644 | 27 | 1 | Null | Null | Null | Null | Null | Null | Null | Null | Null
0.05856 | 5 | 0.09644 | 30 | 0.15 | Null | Null | Null | Null | Null | Null | Null | Null | Null
0.05856 | 5 | 0.09644 | 30 | 0.2 | Null | Null | Null | Null | Null | Null | Null | Null | Null
0.05856 | 5 | 0.09644 | 30 | 0.3 | Null | Null | Null | Null | Null | Null | Null | Null | Null
0.05856 | 5 | 0.09644 | 30 | 0.4 | Null | Null | Null | Null | Null | Null | Null | Null | Null
0.05856 | 5 | 0.09644 | 30 | 0.5 | Null | Null | Null | Null | Null | Null | Null | Null | Null
0.05856 | 5 | 0.09644 | 30 | 0.6 | Null | Null | Null | Null | Null | Null | Null | Null | Null
0.05856 | 5 | 0.09644 | 30 | 0.7 | Null | Null | Null | Null | Null | Null | Null | Null | Null
0.05856 | 5 | 0.09644 | 30 | 0.8 | Null | Null | Null | Null | Null | Null | Null | Null | Null
0.05856 | 5 | 0.09644 | 30 | 0.9 | Null | Null | Null | Null | Null | Null | Null | Null | Null
0.05856 | 5 | 0.09644 | 30 | 1 | Null | Null | Null | Null | Null | Null | Null | Null | Null
0.05856 | 5 | 0.09737 | 10.5 | 0.15 | Null | Null | Null | Null | Null | Null | Null | Null | Null
0.05856 | 5 | 0.09737 | 10.5 | 0.2 | Null | Null | Null | Null | Null | Null | Null | Null | Null
0.05856 | 5 | 0.09737 | 10.5 | 0.3 | Null | Null | Null | Null | Null | Null | Null | Null | Null
0.05856 | 5 | 0.09737 | 10.5 | 0.4 | Null | Null | Null | Null | Null | Null | Null | Null | Null
0.05856 | 5 | 0.09737 | 10.5 | 0.5 | Null | Null | Null | Null | Null | Null | Null | Null | Null
0.05856 | 5 | 0.09737 | 10.5 | 0.6 | Null | Null | Null | Null | Null | Null | Null | Null | Null
0.05856 | 5 | 0.09737 | 10.5 | 0.7 | Null | Null | Null | Null | Null | Null | Null | Null | Null
0.05856 | 5 | 0.09737 | 10.5 | 0.8 | Null | Null | Null | Null | Null | Null | Null | Null | Null
0.05856 | 5 | 0.09737 | 10.5 | 0.9 | Null | Null | Null | Null | Null | Null | Null | Null | Null
0.05856 | 5 | 0.09737 | 10.5 | 1 | Null | Null | Null | Null | Null | Null | Null | Null | Null
0.05856 | 5 | 0.09737 | 11 | 0.15 | Null | Null | Null | Null | Null | Null | Null | Null | Null
0.05856 | 5 | 0.09737 | 11 | 0.2 | Null | Null | Null | Null | Null | Null | Null | Null | Null
0.05856 | 5 | 0.09737 | 11 | 0.3 | Null | Null | Null | Null | Null | Null | Null | Null | Null
0.05856 | 5 | 0.09737 | 11 | 0.4 | Null | Null | Null | Null | Null | Null | Null | Null | Null
0.05856 | 5 | 0.09737 | 11 | 0.5 | Null | Null | Null | Null | Null | Null | Null | Null | Null
0.05856 | 5 | 0.09737 | 11 | 0.6 | Null | Null | Null | Null | Null | Null | Null | Null | Null
0.05856 | 5 | 0.09737 | 11 | 0.7 | Null | Null | Null | Null | Null | Null | Null | Null | Null
0.05856 | 5 | 0.09737 | 11 | 0.8 | Null | Null | Null | Null | Null | Null | Null | Null | Null
0.05856 | 5 | 0.09737 | 11 | 0.9 | Null | Null | Null | Null | Null | Null | Null | Null | Null
0.05856 | 5 | 0.09737 | 11 | 1 | Null | Null | Null | Null | Null | Null | Null | Null | Null
0.05856 | 5 | 0.09737 | 11.5 | 0.15 | Null | Null | Null | Null | Null | Null | Null | Null | Null
0.05856 | 5 | 0.09737 | 11.5 | 0.2 | Null | Null | Null | Null | Null | Null | Null | Null | Null
0.05856 | 5 | 0.09737 | 11.5 | 0.3 | Null | Null | Null | Null | Null | Null | Null | Null | Null
0.05856 | 5 | 0.09737 | 11.5 | 0.4 | Null | Null | Null | Null | Null | Null | Null | Null | Null
0.05856 | 5 | 0.09737 | 11.5 | 0.5 | Null | Null | Null | Null | Null | Null | Null | Null | Null
0.05856 | 5 | 0.09737 | 11.5 | 0.6 | Null | Null | Null | Null | Null | Null | Null | Null | Null
0.05856 | 5 | 0.09737 | 11.5 | 0.7 | Null | Null | Null | Null | Null | Null | Null | Null | Null
0.05856 | 5 | 0.09737 | 11.5 | 0.8 | Null | Null | Null | Null | Null | Null | Null | Null | Null
0.05856 | 5 | 0.09737 | 11.5 | 0.9 | Null | Null | Null | Null | Null | Null | Null | Null | Null
0.05856 | 5 | 0.09737 | 11.5 | 1 | Null | Null | Null | Null | Null | Null | Null | Null | Null
0.05856 | 5 | 0.09737 | 12 | 0.15 | Null | Null | Null | Null | Null | Null | Null | Null | Null
0.05856 | 5 | 0.09737 | 12 | 0.2 | Null | Null | Null | Null | Null | Null | Null | Null | Null
0.05856 | 5 | 0.09737 | 12 | 0.3 | Null | Null | Null | Null | Null | Null | Null | Null | Null
0.05856 | 5 | 0.09737 | 12 | 0.4 | Null | Null | Null | Null | Null | Null | Null | Null | Null
0.05856 | 5 | 0.09737 | 12 | 0.5 | Null | Null | Null | Null | Null | Null | Null | Null | Null
0.05856 | 5 | 0.09737 | 12 | 0.6 | Null | Null | Null | Null | Null | Null | Null | Null | Null
0.05856 | 5 | 0.09737 | 12 | 0.7 | Null | Null | Null | Null | Null | Null | Null | Null | Null
0.05856 | 5 | 0.09737 | 12 | 0.8 | Null | Null | Null | Null | Null | Null | Null | Null | Null
0.05856 | 5 | 0.09737 | 12 | 0.9 | Null | Null | Null | Null | Null | Null | Null | Null | Null
0.05856 | 5 | 0.09737 | 12 | 1 | Null | Null | Null | Null | Null | Null | Null | Null | Null
0.05856 | 5 | 0.09737 | 12.5 | 0.15 | Null | Null | Null | Null | Null | Null | Null | Null | Null
0.05856 | 5 | 0.09737 | 12.5 | 0.2 | Null | Null | Null | Null | Null | Null | Null | Null | Null
0.05856 | 5 | 0.09737 | 12.5 | 0.3 | Null | Null | Null | Null | Null | Null | Null | Null | Null
0.05856 | 5 | 0.09737 | 12.5 | 0.4 | Null | Null | Null | Null | Null | Null | Null | Null | Null
0.05856 | 5 | 0.09737 | 12.5 | 0.5 | Null | Null | Null | Null | Null | Null | Null | Null | Null
0.05856 | 5 | 0.09737 | 12.5 | 0.6 | Null | Null | Null | Null | Null | Null | Null | Null | Null
0.05856 | 5 | 0.09737 | 12.5 | 0.7 | Null | Null | Null | Null | Null | Null | Null | Null | Null
0.05856 | 5 | 0.09737 | 12.5 | 0.8 | Null | Null | Null | Null | Null | Null | Null | Null | Null
0.05856 | 5 | 0.09737 | 12.5 | 0.9 | Null | Null | Null | Null | Null | Null | Null | Null | Null
0.05856 | 5 | 0.09737 | 12.5 | 1 | Null | Null | Null | Null | Null | Null | Null | Null | Null
0.05856 | 5 | 0.09737 | 13 | 0.15 | Null | Null | Null | Null | Null | Null | Null | Null | Null
0.05856 | 5 | 0.09737 | 13 | 0.2 | Null | Null | Null | Null | Null | Null | Null | Null | Null
0.05856 | 5 | 0.09737 | 13 | 0.3 | Null | Null | Null | Null | Null | Null | Null | Null | Null
0.05856 | 5 | 0.09737 | 13 | 0.4 | Null | Null | Null | Null | Null | Null | Null | Null | Null
0.05856 | 5 | 0.09737 | 13 | 0.5 | Null | Null | Null | Null | Null | Null | Null | Null | Null
0.05856 | 5 | 0.09737 | 13 | 0.6 | Null | Null | Null | Null | Null | Null | Null | Null | Null
0.05856 | 5 | 0.09737 | 13 | 0.7 | Null | Null | Null | Null | Null | Null | Null | Null | Null
0.05856 | 5 | 0.09737 | 13 | 0.8 | Null | Null | Null | Null | Null | Null | Null | Null | Null
0.05856 | 5 | 0.09737 | 13 | 0.9 | Null | Null | Null | Null | Null | Null | Null | Null | Null
0.05856 | 5 | 0.09737 | 13 | 1 | Null | Null | Null | Null | Null | Null | Null | Null | Null
0.05856 | 5 | 0.09737 | 13.5 | 0.15 | Null | Null | Null | Null | Null | Null | Null | Null | Null
0.05856 | 5 | 0.09737 | 13.5 | 0.2 | Null | Null | Null | Null | Null | Null | Null | Null | Null
0.05856 | 5 | 0.09737 | 13.5 | 0.3 | Null | Null | Null | Null | Null | Null | Null | Null | Null
0.05856 | 5 | 0.09737 | 13.5 | 0.4 | Null | Null | Null | Null | Null | Null | Null | Null | Null
0.05856 | 5 | 0.09737 | 13.5 | 0.5 | Null | Null | Null | Null | Null | Null | Null | Null | Null
0.05856 | 5 | 0.09737 | 13.5 | 0.6 | Null | Null | Null | Null | Null | Null | Null | Null | Null
0.05856 | 5 | 0.09737 | 13.5 | 0.7 | Null | Null | Null | Null | Null | Null | Null | Null | Null
0.05856 | 5 | 0.09737 | 13.5 | 0.8 | Null | Null | Null | Null | Null | Null | Null | Null | Null
0.05856 | 5 | 0.09737 | 13.5 | 0.9 | Null | Null | Null | Null | Null | Null | Null | Null | Null
0.05856 | 5 | 0.09737 | 13.5 | 1 | Null | Null | Null | Null | Null | Null | Null | Null | Null
0.05856 | 5 | 0.09737 | 14 | 0.15 | Null | Null | Null | Null | Null | Null | Null | Null | Null
0.05856 | 5 | 0.09737 | 14 | 0.2 | Null | Null | Null | Null | Null | Null | Null | Null | Null
0.05856 | 5 | 0.09737 | 14 | 0.3 | Null | Null | Null | Null | Null | Null | Null | Null | Null
0.05856 | 5 | 0.09737 | 14 | 0.4 | Null | Null | Null | Null | Null | Null | Null | Null | Null
0.05856 | 5 | 0.09737 | 14 | 0.5 | Null | Null | Null | Null | Null | Null | Null | Null | Null
0.05856 | 5 | 0.09737 | 14 | 0.6 | Null | Null | Null | Null | Null | Null | Null | Null | Null
0.05856 | 5 | 0.09737 | 14 | 0.7 | Null | Null | Null | Null | Null | Null | Null | Null | Null
0.05856 | 5 | 0.09737 | 14 | 0.8 | Null | Null | Null | Null | Null | Null | Null | Null | Null
0.05856 | 5 | 0.09737 | 14 | 0.9 | Null | Null | Null | Null | Null | Null | Null | Null | Null
0.05856 | 5 | 0.09737 | 14 | 1 | Null | Null | Null | Null | Null | Null | Null | Null | Null
0.05856 | 5 | 0.09737 | 14.5 | 0.15 | Null | Null | Null | Null | Null | Null | Null | Null | Null
0.05856 | 5 | 0.09737 | 14.5 | 0.2 | Null | Null | Null | Null | Null | Null | Null | Null | Null
0.05856 | 5 | 0.09737 | 14.5 | 0.3 | Null | Null | Null | Null | Null | Null | Null | Null | Null
0.05856 | 5 | 0.09737 | 14.5 | 0.4 | Null | Null | Null | Null | Null | Null | Null | Null | Null
0.05856 | 5 | 0.09737 | 14.5 | 0.5 | Null | Null | Null | Null | Null | Null | Null | Null | Null
0.05856 | 5 | 0.09737 | 14.5 | 0.6 | Null | Null | Null | Null | Null | Null | Null | Null | Null
0.05856 | 5 | 0.09737 | 14.5 | 0.7 | Null | Null | Null | Null | Null | Null | Null | Null | Null
0.05856 | 5 | 0.09737 | 14.5 | 0.8 | Null | Null | Null | Null | Null | Null | Null | Null | Null
0.05856 | 5 | 0.09737 | 14.5 | 0.9 | Null | Null | Null | Null | Null | Null | Null | Null | Null
0.05856 | 5 | 0.09737 | 14.5 | 1 | Null | Null | Null | Null | Null | Null | Null | Null | Null
0.05856 | 5 | 0.09737 | 15 | 0.15 | Null | Null | Null | Null | Null | Null | Null | Null | Null
0.05856 | 5 | 0.09737 | 15 | 0.2 | Null | Null | Null | Null | Null | Null | Null | Null | Null
0.05856 | 5 | 0.09737 | 15 | 0.3 | Null | Null | Null | Null | Null | Null | Null | Null | Null
0.05856 | 5 | 0.09737 | 15 | 0.4 | Null | Null | Null | Null | Null | Null | Null | Null | Null
0.05856 | 5 | 0.09737 | 15 | 0.5 | Null | Null | Null | Null | Null | Null | Null | Null | Null
0.05856 | 5 | 0.09737 | 15 | 0.6 | Null | Null | Null | Null | Null | Null | Null | Null | Null
0.05856 | 5 | 0.09737 | 15 | 0.7 | Null | Null | Null | Null | Null | Null | Null | Null | Null
0.05856 | 5 | 0.09737 | 15 | 0.8 | Null | Null | Null | Null | Null | Null | Null | Null | Null
0.05856 | 5 | 0.09737 | 15 | 0.9 | Null | Null | Null | Null | Null | Null | Null | Null | Null
0.05856 | 5 | 0.09737 | 15 | 1 | Null | Null | Null | Null | Null | Null | Null | Null | Null
0.05856 | 5 | 0.09737 | 15.5 | 0.15 | Null | Null | Null | Null | Null | Null | Null | Null | Null
0.05856 | 5 | 0.09737 | 15.5 | 0.2 | Null | Null | Null | Null | Null | Null | Null | Null | Null
0.05856 | 5 | 0.09737 | 15.5 | 0.3 | Null | Null | Null | Null | Null | Null | Null | Null | Null
0.05856 | 5 | 0.09737 | 15.5 | 0.4 | Null | Null | Null | Null | Null | Null | Null | Null | Null
0.05856 | 5 | 0.09737 | 15.5 | 0.5 | Null | Null | Null | Null | Null | Null | Null | Null | Null
0.05856 | 5 | 0.09737 | 15.5 | 0.6 | Null | Null | Null | Null | Null | Null | Null | Null | Null
0.05856 | 5 | 0.09737 | 15.5 | 0.7 | Null | Null | Null | Null | Null | Null | Null | Null | Null
0.05856 | 5 | 0.09737 | 15.5 | 0.8 | Null | Null | Null | Null | Null | Null | Null | Null | Null
0.05856 | 5 | 0.09737 | 15.5 | 0.9 | Null | Null | Null | Null | Null | Null | Null | Null | Null
0.05856 | 5 | 0.09737 | 15.5 | 1 | Null | Null | Null | Null | Null | Null | Null | Null | Null
0.05856 | 5 | 0.09737 | 16 | 0.15 | Null | Null | Null | Null | Null | Null | Null | Null | Null
0.05856 | 5 | 0.09737 | 16 | 0.2 | Null | Null | Null | Null | Null | Null | Null | Null | Null
0.05856 | 5 | 0.09737 | 16 | 0.3 | Null | Null | Null | Null | Null | Null | Null | Null | Null
0.05856 | 5 | 0.09737 | 16 | 0.4 | Null | Null | Null | Null | Null | Null | Null | Null | Null
0.05856 | 5 | 0.09737 | 16 | 0.5 | Null | Null | Null | Null | Null | Null | Null | Null | Null
0.05856 | 5 | 0.09737 | 16 | 0.6 | Null | Null | Null | Null | Null | Null | Null | Null | Null
0.05856 | 5 | 0.09737 | 16 | 0.7 | Null | Null | Null | Null | Null | Null | Null | Null | Null
0.05856 | 5 | 0.09737 | 16 | 0.8 | Null | Null | Null | Null | Null | Null | Null | Null | Null
0.05856 | 5 | 0.09737 | 16 | 0.9 | Null | Null | Null | Null | Null | Null | Null | Null | Null
0.05856 | 5 | 0.09737 | 16 | 1 | Null | Null | Null | Null | Null | Null | Null | Null | Null
0.05856 | 5 | 0.09737 | 16.5 | 0.15 | Null | Null | Null | Null | Null | Null | Null | Null | Null
0.05856 | 5 | 0.09737 | 16.5 | 0.2 | Null | Null | Null | Null | Null | Null | Null | Null | Null
0.05856 | 5 | 0.09737 | 16.5 | 0.3 | Null | Null | Null | Null | Null | Null | Null | Null | Null
0.05856 | 5 | 0.09737 | 16.5 | 0.4 | Null | Null | Null | Null | Null | Null | Null | Null | Null
0.05856 | 5 | 0.09737 | 16.5 | 0.5 | Null | Null | Null | Null | Null | Null | Null | Null | Null
0.05856 | 5 | 0.09737 | 16.5 | 0.6 | Null | Null | Null | Null | Null | Null | Null | Null | Null
0.05856 | 5 | 0.09737 | 16.5 | 0.7 | Null | Null | Null | Null | Null | Null | Null | Null | Null
0.05856 | 5 | 0.09737 | 16.5 | 0.8 | Null | Null | Null | Null | Null | Null | Null | Null | Null
0.05856 | 5 | 0.09737 | 16.5 | 0.9 | Null | Null | Null | Null | Null | Null | Null | Null | Null
0.05856 | 5 | 0.09737 | 16.5 | 1 | Null | Null | Null | Null | Null | Null | Null | Null | Null
0.05856 | 5 | 0.09737 | 17 | 0.15 | Null | Null | Null | Null | Null | Null | Null | Null | Null
0.05856 | 5 | 0.09737 | 17 | 0.2 | Null | Null | Null | Null | Null | Null | Null | Null | Null
0.05856 | 5 | 0.09737 | 17 | 0.3 | Null | Null | Null | Null | Null | Null | Null | Null | Null
0.05856 | 5 | 0.09737 | 17 | 0.4 | Null | Null | Null | Null | Null | Null | Null | Null | Null
0.05856 | 5 | 0.09737 | 17 | 0.5 | Null | Null | Null | Null | Null | Null | Null | Null | Null
0.05856 | 5 | 0.09737 | 17 | 0.6 | Null | Null | Null | Null | Null | Null | Null | Null | Null
0.05856 | 5 | 0.09737 | 17 | 0.7 | Null | Null | Null | Null | Null | Null | Null | Null | Null
0.05856 | 5 | 0.09737 | 17 | 0.8 | Null | Null | Null | Null | Null | Null | Null | Null | Null
0.05856 | 5 | 0.09737 | 17 | 0.9 | Null | Null | Null | Null | Null | Null | Null | Null | Null
0.05856 | 5 | 0.09737 | 17 | 1 | Null | Null | Null | Null | Null | Null | Null | Null | Null
0.05856 | 5 | 0.09737 | 17.5 | 0.15 | Null | Null | Null | Null | Null | Null | Null | Null | Null
0.05856 | 5 | 0.09737 | 17.5 | 0.2 | Null | Null | Null | Null | Null | Null | Null | Null | Null
0.05856 | 5 | 0.09737 | 17.5 | 0.3 | Null | Null | Null | Null | Null | Null | Null | Null | Null
0.05856 | 5 | 0.09737 | 17.5 | 0.4 | Null | Null | Null | Null | Null | Null | Null | Null | Null
0.05856 | 5 | 0.09737 | 17.5 | 0.5 | Null | Null | Null | Null | Null | Null | Null | Null | Null
0.05856 | 5 | 0.09737 | 17.5 | 0.6 | Null | Null | Null | Null | Null | Null | Null | Null | Null
0.05856 | 5 | 0.09737 | 17.5 | 0.7 | Null | Null | Null | Null | Null | Null | Null | Null | Null
0.05856 | 5 | 0.09737 | 17.5 | 0.8 | Null | Null | Null | Null | Null | Null | Null | Null | Null
0.05856 | 5 | 0.09737 | 17.5 | 0.9 | Null | Null | Null | Null | Null | Null | Null | Null | Null
0.05856 | 5 | 0.09737 | 17.5 | 1 | Null | Null | Null | Null | Null | Null | Null | Null | Null
0.05856 | 5 | 0.09737 | 18 | 0.15 | Null | Null | Null | Null | Null | Null | Null | Null | Null
0.05856 | 5 | 0.09737 | 18 | 0.2 | Null | Null | Null | Null | Null | Null | Null | Null | Null
0.05856 | 5 | 0.09737 | 18 | 0.3 | Null | Null | Null | Null | Null | Null | Null | Null | Null
0.05856 | 5 | 0.09737 | 18 | 0.4 | Null | Null | Null | Null | Null | Null | Null | Null | Null
0.05856 | 5 | 0.09737 | 18 | 0.5 | Null | Null | Null | Null | Null | Null | Null | Null | Null
0.05856 | 5 | 0.09737 | 18 | 0.6 | Null | Null | Null | Null | Null | Null | Null | Null | Null
0.05856 | 5 | 0.09737 | 18 | 0.7 | Null | Null | Null | Null | Null | Null | Null | Null | Null
0.05856 | 5 | 0.09737 | 18 | 0.8 | Null | Null | Null | Null | Null | Null | Null | Null | Null
0.05856 | 5 | 0.09737 | 18 | 0.9 | Null | Null | Null | Null | Null | Null | Null | Null | Null
0.05856 | 5 | 0.09737 | 18 | 1 | Null | Null | Null | Null | Null | Null | Null | Null | Null
0.05856 | 5 | 0.09737 | 21 | 0.15 | Null | Null | Null | Null | Null | Null | Null | Null | Null
0.05856 | 5 | 0.09737 | 21 | 0.2 | Null | Null | Null | Null | Null | Null | Null | Null | Null
0.05856 | 5 | 0.09737 | 21 | 0.3 | Null | Null | Null | Null | Null | Null | Null | Null | Null
0.05856 | 5 | 0.09737 | 21 | 0.4 | Null | Null | Null | Null | Null | Null | Null | Null | Null
0.05856 | 5 | 0.09737 | 21 | 0.5 | Null | Null | Null | Null | Null | Null | Null | Null | Null
0.05856 | 5 | 0.09737 | 21 | 0.6 | Null | Null | Null | Null | Null | Null | Null | Null | Null
0.05856 | 5 | 0.09737 | 21 | 0.7 | Null | Null | Null | Null | Null | Null | Null | Null | Null
0.05856 | 5 | 0.09737 | 21 | 0.8 | Null | Null | Null | Null | Null | Null | Null | Null | Null
0.05856 | 5 | 0.09737 | 21 | 0.9 | Null | Null | Null | Null | Null | Null | Null | Null | Null
0.05856 | 5 | 0.09737 | 21 | 1 | Null | Null | Null | Null | Null | Null | Null | Null | Null
0.05856 | 5 | 0.09737 | 24 | 0.15 | Null | Null | Null | Null | Null | Null | Null | Null | Null
0.05856 | 5 | 0.09737 | 24 | 0.2 | Null | Null | Null | Null | Null | Null | Null | Null | Null
0.05856 | 5 | 0.09737 | 24 | 0.3 | Null | Null | Null | Null | Null | Null | Null | Null | Null
0.05856 | 5 | 0.09737 | 24 | 0.4 | Null | Null | Null | Null | Null | Null | Null | Null | Null
0.05856 | 5 | 0.09737 | 24 | 0.5 | Null | Null | Null | Null | Null | Null | Null | Null | Null
0.05856 | 5 | 0.09737 | 24 | 0.6 | Null | Null | Null | Null | Null | Null | Null | Null | Null
0.05856 | 5 | 0.09737 | 24 | 0.7 | Null | Null | Null | Null | Null | Null | Null | Null | Null
0.05856 | 5 | 0.09737 | 24 | 0.8 | Null | Null | Null | Null | Null | Null | Null | Null | Null
0.05856 | 5 | 0.09737 | 24 | 0.9 | Null | Null | Null | Null | Null | Null | Null | Null | Null
0.05856 | 5 | 0.09737 | 24 | 1 | Null | Null | Null | Null | Null | Null | Null | Null | Null
0.05856 | 5 | 0.09737 | 27 | 0.15 | Null | Null | Null | Null | Null | Null | Null | Null | Null
0.05856 | 5 | 0.09737 | 27 | 0.2 | Null | Null | Null | Null | Null | Null | Null | Null | Null
0.05856 | 5 | 0.09737 | 27 | 0.3 | Null | Null | Null | Null | Null | Null | Null | Null | Null
0.05856 | 5 | 0.09737 | 27 | 0.4 | Null | Null | Null | Null | Null | Null | Null | Null | Null
0.05856 | 5 | 0.09737 | 27 | 0.5 | Null | Null | Null | Null | Null | Null | Null | Null | Null
0.05856 | 5 | 0.09737 | 27 | 0.6 | Null | Null | Null | Null | Null | Null | Null | Null | Null
0.05856 | 5 | 0.09737 | 27 | 0.7 | Null | Null | Null | Null | Null | Null | Null | Null | Null
0.05856 | 5 | 0.09737 | 27 | 0.8 | Null | Null | Null | Null | Null | Null | Null | Null | Null
0.05856 | 5 | 0.09737 | 27 | 0.9 | Null | Null | Null | Null | Null | Null | Null | Null | Null
0.05856 | 5 | 0.09737 | 27 | 1 | Null | Null | Null | Null | Null | Null | Null | Null | Null
0.05856 | 5 | 0.09737 | 30 | 0.15 | Null | Null | Null | Null | Null | Null | Null | Null | Null
0.05856 | 5 | 0.09737 | 30 | 0.2 | Null | Null | Null | Null | Null | Null | Null | Null | Null
0.05856 | 5 | 0.09737 | 30 | 0.3 | Null | Null | Null | Null | Null | Null | Null | Null | Null
0.05856 | 5 | 0.09737 | 30 | 0.4 | Null | Null | Null | Null | Null | Null | Null | Null | Null
0.05856 | 5 | 0.09737 | 30 | 0.5 | Null | Null | Null | Null | Null | Null | Null | Null | Null
0.05856 | 5 | 0.09737 | 30 | 0.6 | Null | Null | Null | Null | Null | Null | Null | Null | Null
0.05856 | 5 | 0.09737 | 30 | 0.7 | Null | Null | Null | Null | Null | Null | Null | Null | Null
0.05856 | 5 | 0.09737 | 30 | 0.8 | Null | Null | Null | Null | Null | Null | Null | Null | Null
0.05856 | 5 | 0.09737 | 30 | 0.9 | Null | Null | Null | Null | Null | Null | Null | Null | Null
0.05856 | 5 | 0.09737 | 30 | 1 | Null | Null | Null | Null | Null | Null | Null | Null | Null
0.05856 | 5 | 0.115 | 10.5 | 0.15 | Null | Null | Null | Null | Null | Null | Null | Null | Null
0.05856 | 5 | 0.115 | 10.5 | 0.2 | Null | Null | Null | Null | Null | Null | Null | Null | Null
0.05856 | 5 | 0.115 | 10.5 | 0.3 | Null | Null | Null | Null | Null | Null | Null | Null | Null
0.05856 | 5 | 0.115 | 10.5 | 0.4 | Null | Null | Null | Null | Null | Null | Null | Null | Null
0.05856 | 5 | 0.115 | 10.5 | 0.5 | Null | Null | Null | Null | Null | Null | Null | Null | Null
0.05856 | 5 | 0.115 | 10.5 | 0.6 | Null | Null | Null | Null | Null | Null | Null | Null | Null
0.05856 | 5 | 0.115 | 10.5 | 0.7 | Null | Null | Null | Null | Null | Null | Null | Null | Null
0.05856 | 5 | 0.115 | 10.5 | 0.8 | Null | Null | Null | Null | Null | Null | Null | Null | Null
0.05856 | 5 | 0.115 | 10.5 | 0.9 | Null | Null | Null | Null | Null | Null | Null | Null | Null
0.05856 | 5 | 0.115 | 10.5 | 1 | Null | Null | Null | Null | Null | Null | Null | Null | Null
0.05856 | 5 | 0.115 | 11 | 0.15 | Null | Null | Null | Null | Null | Null | Null | Null | Null
0.05856 | 5 | 0.115 | 11 | 0.2 | Null | Null | Null | Null | Null | Null | Null | Null | Null
0.05856 | 5 | 0.115 | 11 | 0.3 | Null | Null | Null | Null | Null | Null | Null | Null | Null
0.05856 | 5 | 0.115 | 11 | 0.4 | Null | Null | Null | Null | Null | Null | Null | Null | Null
0.05856 | 5 | 0.115 | 11 | 0.5 | Null | Null | Null | Null | Null | Null | Null | Null | Null
0.05856 | 5 | 0.115 | 11 | 0.6 | Null | Null | Null | Null | Null | Null | Null | Null | Null
0.05856 | 5 | 0.115 | 11 | 0.7 | Null | Null | Null | Null | Null | Null | Null | Null | Null
0.05856 | 5 | 0.115 | 11 | 0.8 | Null | Null | Null | Null | Null | Null | Null | Null | Null
0.05856 | 5 | 0.115 | 11 | 0.9 | Null | Null | Null | Null | Null | Null | Null | Null | Null
0.05856 | 5 | 0.115 | 11 | 1 | Null | Null | Null | Null | Null | Null | Null | Null | Null
0.05856 | 5 | 0.115 | 11.5 | 0.15 | Null | Null | Null | Null | Null | Null | Null | Null | Null
0.05856 | 5 | 0.115 | 11.5 | 0.2 | Null | Null | Null | Null | Null | Null | Null | Null | Null
0.05856 | 5 | 0.115 | 11.5 | 0.3 | Null | Null | Null | Null | Null | Null | Null | Null | Null
0.05856 | 5 | 0.115 | 11.5 | 0.4 | Null | Null | Null | Null | Null | Null | Null | Null | Null
0.05856 | 5 | 0.115 | 11.5 | 0.5 | Null | Null | Null | Null | Null | Null | Null | Null | Null
0.05856 | 5 | 0.115 | 11.5 | 0.6 | Null | Null | Null | Null | Null | Null | Null | Null | Null
0.05856 | 5 | 0.115 | 11.5 | 0.7 | Null | Null | Null | Null | Null | Null | Null | Null | Null
0.05856 | 5 | 0.115 | 11.5 | 0.8 | Null | Null | Null | Null | Null | Null | Null | Null | Null
0.05856 | 5 | 0.115 | 11.5 | 0.9 | Null | Null | Null | Null | Null | Null | Null | Null | Null
0.05856 | 5 | 0.115 | 11.5 | 1 | Null | Null | Null | Null | Null | Null | Null | Null | Null
0.05856 | 5 | 0.115 | 12 | 0.15 | Null | Null | Null | Null | Null | Null | Null | Null | Null
0.05856 | 5 | 0.115 | 12 | 0.2 | Null | Null | Null | Null | Null | Null | Null | Null | Null
0.05856 | 5 | 0.115 | 12 | 0.3 | Null | Null | Null | Null | Null | Null | Null | Null | Null
0.05856 | 5 | 0.115 | 12 | 0.4 | Null | Null | Null | Null | Null | Null | Null | Null | Null
0.05856 | 5 | 0.115 | 12 | 0.5 | Null | Null | Null | Null | Null | Null | Null | Null | Null
0.05856 | 5 | 0.115 | 12 | 0.6 | Null | Null | Null | Null | Null | Null | Null | Null | Null
0.05856 | 5 | 0.115 | 12 | 0.7 | Null | Null | Null | Null | Null | Null | Null | Null | Null
0.05856 | 5 | 0.115 | 12 | 0.8 | Null | Null | Null | Null | Null | Null | Null | Null | Null
0.05856 | 5 | 0.115 | 12 | 0.9 | Null | Null | Null | Null | Null | Null | Null | Null | Null
0.05856 | 5 | 0.115 | 12 | 1 | Null | Null | Null | Null | Null | Null | Null | Null | Null
0.05856 | 5 | 0.115 | 12.5 | 0.15 | Null | Null | Null | Null | Null | Null | Null | Null | Null
0.05856 | 5 | 0.115 | 12.5 | 0.2 | Null | Null | Null | Null | Null | Null | Null | Null | Null
0.05856 | 5 | 0.115 | 12.5 | 0.3 | Null | Null | Null | Null | Null | Null | Null | Null | Null
0.05856 | 5 | 0.115 | 12.5 | 0.4 | Null | Null | Null | Null | Null | Null | Null | Null | Null
0.05856 | 5 | 0.115 | 12.5 | 0.5 | Null | Null | Null | Null | Null | Null | Null | Null | Null
0.05856 | 5 | 0.115 | 12.5 | 0.6 | Null | Null | Null | Null | Null | Null | Null | Null | Null
0.05856 | 5 | 0.115 | 12.5 | 0.7 | Null | Null | Null | Null | Null | Null | Null | Null | Null
0.05856 | 5 | 0.115 | 12.5 | 0.8 | Null | Null | Null | Null | Null | Null | Null | Null | Null
0.05856 | 5 | 0.115 | 12.5 | 0.9 | Null | Null | Null | Null | Null | Null | Null | Null | Null
0.05856 | 5 | 0.115 | 12.5 | 1 | Null | Null | Null | Null | Null | Null | Null | Null | Null
0.05856 | 5 | 0.115 | 13 | 0.15 | Null | Null | Null | Null | Null | Null | Null | Null | Null
0.05856 | 5 | 0.115 | 13 | 0.2 | Null | Null | Null | Null | Null | Null | Null | Null | Null
0.05856 | 5 | 0.115 | 13 | 0.3 | Null | Null | Null | Null | Null | Null | Null | Null | Null
0.05856 | 5 | 0.115 | 13 | 0.4 | Null | Null | Null | Null | Null | Null | Null | Null | Null
0.05856 | 5 | 0.115 | 13 | 0.5 | Null | Null | Null | Null | Null | Null | Null | Null | Null
0.05856 | 5 | 0.115 | 13 | 0.6 | Null | Null | Null | Null | Null | Null | Null | Null | Null
0.05856 | 5 | 0.115 | 13 | 0.7 | Null | Null | Null | Null | Null | Null | Null | Null | Null
0.05856 | 5 | 0.115 | 13 | 0.8 | Null | Null | Null | Null | Null | Null | Null | Null | Null
0.05856 | 5 | 0.115 | 13 | 0.9 | Null | Null | Null | Null | Null | Null | Null | Null | Null
0.05856 | 5 | 0.115 | 13 | 1 | Null | Null | Null | Null | Null | Null | Null | Null | Null
0.05856 | 5 | 0.115 | 13.5 | 0.15 | Null | Null | Null | Null | Null | Null | Null | Null | Null
0.05856 | 5 | 0.115 | 13.5 | 0.2 | Null | Null | Null | Null | Null | Null | Null | Null | Null
0.05856 | 5 | 0.115 | 13.5 | 0.3 | Null | Null | Null | Null | Null | Null | Null | Null | Null
0.05856 | 5 | 0.115 | 13.5 | 0.4 | Null | Null | Null | Null | Null | Null | Null | Null | Null
0.05856 | 5 | 0.115 | 13.5 | 0.5 | Null | Null | Null | Null | Null | Null | Null | Null | Null
0.05856 | 5 | 0.115 | 13.5 | 0.6 | Null | Null | Null | Null | Null | Null | Null | Null | Null
0.05856 | 5 | 0.115 | 13.5 | 0.7 | Null | Null | Null | Null | Null | Null | Null | Null | Null
0.05856 | 5 | 0.115 | 13.5 | 0.8 | Null | Null | Null | Null | Null | Null | Null | Null | Null
0.05856 | 5 | 0.115 | 13.5 | 0.9 | Null | Null | Null | Null | Null | Null | Null | Null | Null
0.05856 | 5 | 0.115 | 13.5 | 1 | Null | Null | Null | Null | Null | Null | Null | Null | Null
0.05856 | 5 | 0.115 | 14 | 0.15 | Null | Null | Null | Null | Null | Null | Null | Null | Null
0.05856 | 5 | 0.115 | 14 | 0.2 | Null | Null | Null | Null | Null | Null | Null | Null | Null
0.05856 | 5 | 0.115 | 14 | 0.3 | Null | Null | Null | Null | Null | Null | Null | Null | Null
0.05856 | 5 | 0.115 | 14 | 0.4 | Null | Null | Null | Null | Null | Null | Null | Null | Null
0.05856 | 5 | 0.115 | 14 | 0.5 | Null | Null | Null | Null | Null | Null | Null | Null | Null
0.05856 | 5 | 0.115 | 14 | 0.6 | Null | Null | Null | Null | Null | Null | Null | Null | Null
0.05856 | 5 | 0.115 | 14 | 0.7 | Null | Null | Null | Null | Null | Null | Null | Null | Null
0.05856 | 5 | 0.115 | 14 | 0.8 | Null | Null | Null | Null | Null | Null | Null | Null | Null
0.05856 | 5 | 0.115 | 14 | 0.9 | Null | Null | Null | Null | Null | Null | Null | Null | Null
0.05856 | 5 | 0.115 | 14 | 1 | Null | Null | Null | Null | Null | Null | Null | Null | Null
0.05856 | 5 | 0.115 | 14.5 | 0.15 | Null | Null | Null | Null | Null | Null | Null | Null | Null
0.05856 | 5 | 0.115 | 14.5 | 0.2 | Null | Null | Null | Null | Null | Null | Null | Null | Null
0.05856 | 5 | 0.115 | 14.5 | 0.3 | Null | Null | Null | Null | Null | Null | Null | Null | Null
0.05856 | 5 | 0.115 | 14.5 | 0.4 | Null | Null | Null | Null | Null | Null | Null | Null | Null
0.05856 | 5 | 0.115 | 14.5 | 0.5 | Null | Null | Null | Null | Null | Null | Null | Null | Null
0.05856 | 5 | 0.115 | 14.5 | 0.6 | Null | Null | Null | Null | Null | Null | Null | Null | Null
0.05856 | 5 | 0.115 | 14.5 | 0.7 | Null | Null | Null | Null | Null | Null | Null | Null | Null
0.05856 | 5 | 0.115 | 14.5 | 0.8 | Null | Null | Null | Null | Null | Null | Null | Null | Null
0.05856 | 5 | 0.115 | 14.5 | 0.9 | Null | Null | Null | Null | Null | Null | Null | Null | Null
0.05856 | 5 | 0.115 | 14.5 | 1 | Null | Null | Null | Null | Null | Null | Null | Null | Null
0.05856 | 5 | 0.115 | 15 | 0.15 | Null | Null | Null | Null | Null | Null | Null | Null | Null
0.05856 | 5 | 0.115 | 15 | 0.2 | Null | Null | Null | Null | Null | Null | Null | Null | Null
0.05856 | 5 | 0.115 | 15 | 0.3 | Null | Null | Null | Null | Null | Null | Null | Null | Null
0.05856 | 5 | 0.115 | 15 | 0.4 | Null | Null | Null | Null | Null | Null | Null | Null | Null
0.05856 | 5 | 0.115 | 15 | 0.5 | Null | Null | Null | Null | Null | Null | Null | Null | Null
0.05856 | 5 | 0.115 | 15 | 0.6 | Null | Null | Null | Null | Null | Null | Null | Null | Null
0.05856 | 5 | 0.115 | 15 | 0.7 | Null | Null | Null | Null | Null | Null | Null | Null | Null
0.05856 | 5 | 0.115 | 15 | 0.8 | Null | Null | Null | Null | Null | Null | Null | Null | Null
0.05856 | 5 | 0.115 | 15 | 0.9 | Null | Null | Null | Null | Null | Null | Null | Null | Null
0.05856 | 5 | 0.115 | 15 | 1 | Null | Null | Null | Null | Null | Null | Null | Null | Null
0.05856 | 5 | 0.115 | 15.5 | 0.15 | Null | Null | Null | Null | Null | Null | Null | Null | Null
0.05856 | 5 | 0.115 | 15.5 | 0.2 | Null | Null | Null | Null | Null | Null | Null | Null | Null
0.05856 | 5 | 0.115 | 15.5 | 0.3 | Null | Null | Null | Null | Null | Null | Null | Null | Null
0.05856 | 5 | 0.115 | 15.5 | 0.4 | Null | Null | Null | Null | Null | Null | Null | Null | Null
0.05856 | 5 | 0.115 | 15.5 | 0.5 | Null | Null | Null | Null | Null | Null | Null | Null | Null
0.05856 | 5 | 0.115 | 15.5 | 0.6 | Null | Null | Null | Null | Null | Null | Null | Null | Null
0.05856 | 5 | 0.115 | 15.5 | 0.7 | Null | Null | Null | Null | Null | Null | Null | Null | Null
0.05856 | 5 | 0.115 | 15.5 | 0.8 | Null | Null | Null | Null | Null | Null | Null | Null | Null
0.05856 | 5 | 0.115 | 15.5 | 0.9 | Null | Null | Null | Null | Null | Null | Null | Null | Null
0.05856 | 5 | 0.115 | 15.5 | 1 | Null | Null | Null | Null | Null | Null | Null | Null | Null
0.05856 | 5 | 0.115 | 16 | 0.15 | Null | Null | Null | Null | Null | Null | Null | Null | Null
0.05856 | 5 | 0.115 | 16 | 0.2 | Null | Null | Null | Null | Null | Null | Null | Null | Null
0.05856 | 5 | 0.115 | 16 | 0.3 | Null | Null | Null | Null | Null | Null | Null | Null | Null
0.05856 | 5 | 0.115 | 16 | 0.4 | Null | Null | Null | Null | Null | Null | Null | Null | Null
0.05856 | 5 | 0.115 | 16 | 0.5 | Null | Null | Null | Null | Null | Null | Null | Null | Null
0.05856 | 5 | 0.115 | 16 | 0.6 | Null | Null | Null | Null | Null | Null | Null | Null | Null
0.05856 | 5 | 0.115 | 16 | 0.7 | Null | Null | Null | Null | Null | Null | Null | Null | Null
0.05856 | 5 | 0.115 | 16 | 0.8 | Null | Null | Null | Null | Null | Null | Null | Null | Null
0.05856 | 5 | 0.115 | 16 | 0.9 | Null | Null | Null | Null | Null | Null | Null | Null | Null
0.05856 | 5 | 0.115 | 16 | 1 | Null | Null | Null | Null | Null | Null | Null | Null | Null
0.05856 | 5 | 0.115 | 16.5 | 0.15 | Null | Null | Null | Null | Null | Null | Null | Null | Null
0.05856 | 5 | 0.115 | 16.5 | 0.2 | Null | Null | Null | Null | Null | Null | Null | Null | Null
0.05856 | 5 | 0.115 | 16.5 | 0.3 | Null | Null | Null | Null | Null | Null | Null | Null | Null
0.05856 | 5 | 0.115 | 16.5 | 0.4 | Null | Null | Null | Null | Null | Null | Null | Null | Null
0.05856 | 5 | 0.115 | 16.5 | 0.5 | Null | Null | Null | Null | Null | Null | Null | Null | Null
0.05856 | 5 | 0.115 | 16.5 | 0.6 | Null | Null | Null | Null | Null | Null | Null | Null | Null
0.05856 | 5 | 0.115 | 16.5 | 0.7 | Null | Null | Null | Null | Null | Null | Null | Null | Null
0.05856 | 5 | 0.115 | 16.5 | 0.8 | Null | Null | Null | Null | Null | Null | Null | Null | Null
0.05856 | 5 | 0.115 | 16.5 | 0.9 | Null | Null | Null | Null | Null | Null | Null | Null | Null
0.05856 | 5 | 0.115 | 16.5 | 1 | Null | Null | Null | Null | Null | Null | Null | Null | Null
0.05856 | 5 | 0.115 | 17 | 0.15 | Null | Null | Null | Null | Null | Null | Null | Null | Null
0.05856 | 5 | 0.115 | 17 | 0.2 | Null | Null | Null | Null | Null | Null | Null | Null | Null
0.05856 | 5 | 0.115 | 17 | 0.3 | Null | Null | Null | Null | Null | Null | Null | Null | Null
0.05856 | 5 | 0.115 | 17 | 0.4 | Null | Null | Null | Null | Null | Null | Null | Null | Null
0.05856 | 5 | 0.115 | 17 | 0.5 | Null | Null | Null | Null | Null | Null | Null | Null | Null
0.05856 | 5 | 0.115 | 17 | 0.6 | Null | Null | Null | Null | Null | Null | Null | Null | Null
0.05856 | 5 | 0.115 | 17 | 0.7 | Null | Null | Null | Null | Null | Null | Null | Null | Null
0.05856 | 5 | 0.115 | 17 | 0.8 | Null | Null | Null | Null | Null | Null | Null | Null | Null
0.05856 | 5 | 0.115 | 17 | 0.9 | Null | Null | Null | Null | Null | Null | Null | Null | Null
0.05856 | 5 | 0.115 | 17 | 1 | Null | Null | Null | Null | Null | Null | Null | Null | Null
0.05856 | 5 | 0.115 | 17.5 | 0.15 | Null | Null | Null | Null | Null | Null | Null | Null | Null
0.05856 | 5 | 0.115 | 17.5 | 0.2 | Null | Null | Null | Null | Null | Null | Null | Null | Null
0.05856 | 5 | 0.115 | 17.5 | 0.3 | Null | Null | Null | Null | Null | Null | Null | Null | Null
0.05856 | 5 | 0.115 | 17.5 | 0.4 | Null | Null | Null | Null | Null | Null | Null | Null | Null
0.05856 | 5 | 0.115 | 17.5 | 0.5 | Null | Null | Null | Null | Null | Null | Null | Null | Null
0.05856 | 5 | 0.115 | 17.5 | 0.6 | Null | Null | Null | Null | Null | Null | Null | Null | Null
0.05856 | 5 | 0.115 | 17.5 | 0.7 | Null | Null | Null | Null | Null | Null | Null | Null | Null
0.05856 | 5 | 0.115 | 17.5 | 0.8 | Null | Null | Null | Null | Null | Null | Null | Null | Null
0.05856 | 5 | 0.115 | 17.5 | 0.9 | Null | Null | Null | Null | Null | Null | Null | Null | Null
0.05856 | 5 | 0.115 | 17.5 | 1 | Null | Null | Null | Null | Null | Null | Null | Null | Null
0.05856 | 5 | 0.115 | 18 | 0.15 | Null | Null | Null | Null | Null | Null | Null | Null | Null
0.05856 | 5 | 0.115 | 18 | 0.2 | Null | Null | Null | Null | Null | Null | Null | Null | Null
0.05856 | 5 | 0.115 | 18 | 0.3 | Null | Null | Null | Null | Null | Null | Null | Null | Null
0.05856 | 5 | 0.115 | 18 | 0.4 | Null | Null | Null | Null | Null | Null | Null | Null | Null
0.05856 | 5 | 0.115 | 18 | 0.5 | Null | Null | Null | Null | Null | Null | Null | Null | Null
0.05856 | 5 | 0.115 | 18 | 0.6 | Null | Null | Null | Null | Null | Null | Null | Null | Null
0.05856 | 5 | 0.115 | 18 | 0.7 | Null | Null | Null | Null | Null | Null | Null | Null | Null
0.05856 | 5 | 0.115 | 18 | 0.8 | Null | Null | Null | Null | Null | Null | Null | Null | Null
0.05856 | 5 | 0.115 | 18 | 0.9 | Null | Null | Null | Null | Null | Null | Null | Null | Null
0.05856 | 5 | 0.115 | 18 | 1 | Null | Null | Null | Null | Null | Null | Null | Null | Null
0.05856 | 5 | 0.115 | 21 | 0.15 | Null | Null | Null | Null | Null | Null | Null | Null | Null
0.05856 | 5 | 0.115 | 21 | 0.2 | Null | Null | Null | Null | Null | Null | Null | Null | Null
0.05856 | 5 | 0.115 | 21 | 0.3 | Null | Null | Null | Null | Null | Null | Null | Null | Null
0.05856 | 5 | 0.115 | 21 | 0.4 | Null | Null | Null | Null | Null | Null | Null | Null | Null
0.05856 | 5 | 0.115 | 21 | 0.5 | Null | Null | Null | Null | Null | Null | Null | Null | Null
0.05856 | 5 | 0.115 | 21 | 0.6 | Null | Null | Null | Null | Null | Null | Null | Null | Null
0.05856 | 5 | 0.115 | 21 | 0.7 | Null | Null | Null | Null | Null | Null | Null | Null | Null
0.05856 | 5 | 0.115 | 21 | 0.8 | Null | Null | Null | Null | Null | Null | Null | Null | Null
0.05856 | 5 | 0.115 | 21 | 0.9 | Null | Null | Null | Null | Null | Null | Null | Null | Null
0.05856 | 5 | 0.115 | 21 | 1 | Null | Null | Null | Null | Null | Null | Null | Null | Null
0.05856 | 5 | 0.115 | 24 | 0.15 | Null | Null | Null | Null | Null | Null | Null | Null | Null
0.05856 | 5 | 0.115 | 24 | 0.2 | Null | Null | Null | Null | Null | Null | Null | Null | Null
0.05856 | 5 | 0.115 | 24 | 0.3 | Null | Null | Null | Null | Null | Null | Null | Null | Null
0.05856 | 5 | 0.115 | 24 | 0.4 | Null | Null | Null | Null | Null | Null | Null | Null | Null
0.05856 | 5 | 0.115 | 24 | 0.5 | Null | Null | Null | Null | Null | Null | Null | Null | Null
0.05856 | 5 | 0.115 | 24 | 0.6 | Null | Null | Null | Null | Null | Null | Null | Null | Null
0.05856 | 5 | 0.115 | 24 | 0.7 | Null | Null | Null | Null | Null | Null | Null | Null | Null
0.05856 | 5 | 0.115 | 24 | 0.8 | Null | Null | Null | Null | Null | Null | Null | Null | Null
0.05856 | 5 | 0.115 | 24 | 0.9 | Null | Null | Null | Null | Null | Null | Null | Null | Null
0.05856 | 5 | 0.115 | 24 | 1 | Null | Null | Null | Null | Null | Null | Null | Null | Null
0.05856 | 5 | 0.115 | 27 | 0.15 | Null | Null | Null | Null | Null | Null | Null | Null | Null
0.05856 | 5 | 0.115 | 27 | 0.2 | Null | Null | Null | Null | Null | Null | Null | Null | Null
0.05856 | 5 | 0.115 | 27 | 0.3 | Null | Null | Null | Null | Null | Null | Null | Null | Null
0.05856 | 5 | 0.115 | 27 | 0.4 | Null | Null | Null | Null | Null | Null | Null | Null | Null
0.05856 | 5 | 0.115 | 27 | 0.5 | Null | Null | Null | Null | Null | Null | Null | Null | Null
0.05856 | 5 | 0.115 | 27 | 0.6 | Null | Null | Null | Null | Null | Null | Null | Null | Null
0.05856 | 5 | 0.115 | 27 | 0.7 | Null | Null | Null | Null | Null | Null | Null | Null | Null
0.05856 | 5 | 0.115 | 27 | 0.8 | Null | Null | Null | Null | Null | Null | Null | Null | Null
0.05856 | 5 | 0.115 | 27 | 0.9 | Null | Null | Null | Null | Null | Null | Null | Null | Null
0.05856 | 5 | 0.115 | 27 | 1 | Null | Null | Null | Null | Null | Null | Null | Null | Null
0.05856 | 5 | 0.115 | 30 | 0.15 | Null | Null | Null | Null | Null | Null | Null | Null | Null
0.05856 | 5 | 0.115 | 30 | 0.2 | Null | Null | Null | Null | Null | Null | Null | Null | Null
0.05856 | 5 | 0.115 | 30 | 0.3 | Null | Null | Null | Null | Null | Null | Null | Null | Null
0.05856 | 5 | 0.115 | 30 | 0.4 | Null | Null | Null | Null | Null | Null | Null | Null | Null
0.05856 | 5 | 0.115 | 30 | 0.5 | Null | Null | Null | Null | Null | Null | Null | Null | Null
0.05856 | 5 | 0.115 | 30 | 0.6 | Null | Null | Null | Null | Null | Null | Null | Null | Null
0.05856 | 5 | 0.115 | 30 | 0.7 | Null | Null | Null | Null | Null | Null | Null | Null | Null
0.05856 | 5 | 0.115 | 30 | 0.8 | Null | Null | Null | Null | Null | Null | Null | Null | Null
0.05856 | 5 | 0.115 | 30 | 0.9 | Null | Null | Null | Null | Null | Null | Null | Null | Null
0.05856 | 5 | 0.115 | 30 | 1 | Null | Null | Null | Null | Null | Null | Null | Null | Null
0.05856 | 7 | 0.00115 | 10.5 | 0.15 | Null | Null | Null | Null | Null | Null | Null | Null | Null
0.05856 | 7 | 0.00115 | 10.5 | 0.2 | Null | Null | Null | Null | Null | Null | Null | Null | Null
0.05856 | 7 | 0.00115 | 10.5 | 0.3 | Null | Null | Null | Null | Null | Null | Null | Null | Null
0.05856 | 7 | 0.00115 | 10.5 | 0.4 | Null | Null | Null | Null | Null | Null | Null | Null | Null
0.05856 | 7 | 0.00115 | 10.5 | 0.5 | Null | Null | Null | Null | Null | Null | Null | Null | Null
0.05856 | 7 | 0.00115 | 10.5 | 0.6 | Null | Null | Null | Null | Null | Null | Null | Null | Null
0.05856 | 7 | 0.00115 | 10.5 | 0.7 | Null | Null | Null | Null | Null | Null | Null | Null | Null
0.05856 | 7 | 0.00115 | 10.5 | 0.8 | Null | Null | Null | Null | Null | Null | Null | Null | Null
0.05856 | 7 | 0.00115 | 10.5 | 0.9 | Null | Null | Null | Null | Null | Null | Null | Null | Null
0.05856 | 7 | 0.00115 | 10.5 | 1 | Null | Null | Null | Null | Null | Null | Null | Null | Null
0.05856 | 7 | 0.00115 | 11 | 0.15 | Null | Null | Null | Null | Null | Null | Null | Null | Null
0.05856 | 7 | 0.00115 | 11 | 0.2 | Null | Null | Null | Null | Null | Null | Null | Null | Null
0.05856 | 7 | 0.00115 | 11 | 0.3 | Null | Null | Null | Null | Null | Null | Null | Null | Null
0.05856 | 7 | 0.00115 | 11 | 0.4 | Null | Null | Null | Null | Null | Null | Null | Null | Null
0.05856 | 7 | 0.00115 | 11 | 0.5 | Null | Null | Null | Null | Null | Null | Null | Null | Null
0.05856 | 7 | 0.00115 | 11 | 0.6 | Null | Null | Null | Null | Null | Null | Null | Null | Null
0.05856 | 7 | 0.00115 | 11 | 0.7 | Null | Null | Null | Null | Null | Null | Null | Null | Null
0.05856 | 7 | 0.00115 | 11 | 0.8 | Null | Null | Null | Null | Null | Null | Null | Null | Null
0.05856 | 7 | 0.00115 | 11 | 0.9 | Null | Null | Null | Null | Null | Null | Null | Null | Null
0.05856 | 7 | 0.00115 | 11 | 1 | Null | Null | Null | Null | Null | Null | Null | Null | Null
0.05856 | 7 | 0.00115 | 11.5 | 0.15 | Null | Null | Null | Null | Null | Null | Null | Null | Null
0.05856 | 7 | 0.00115 | 11.5 | 0.2 | Null | Null | Null | Null | Null | Null | Null | Null | Null
0.05856 | 7 | 0.00115 | 11.5 | 0.3 | Null | Null | Null | Null | Null | Null | Null | Null | Null
0.05856 | 7 | 0.00115 | 11.5 | 0.4 | Null | Null | Null | Null | Null | Null | Null | Null | Null
0.05856 | 7 | 0.00115 | 11.5 | 0.5 | Null | Null | Null | Null | Null | Null | Null | Null | Null
0.05856 | 7 | 0.00115 | 11.5 | 0.6 | Null | Null | Null | Null | Null | Null | Null | Null | Null
0.05856 | 7 | 0.00115 | 11.5 | 0.7 | Null | Null | Null | Null | Null | Null | Null | Null | Null
0.05856 | 7 | 0.00115 | 11.5 | 0.8 | Null | Null | Null | Null | Null | Null | Null | Null | Null
0.05856 | 7 | 0.00115 | 11.5 | 0.9 | Null | Null | Null | Null | Null | Null | Null | Null | Null
0.05856 | 7 | 0.00115 | 11.5 | 1 | Null | Null | Null | Null | Null | Null | Null | Null | Null
0.05856 | 7 | 0.00115 | 12 | 0.15 | Null | Null | Null | Null | Null | Null | Null | Null | Null
0.05856 | 7 | 0.00115 | 12 | 0.2 | Null | Null | Null | Null | Null | Null | Null | Null | Null
0.05856 | 7 | 0.00115 | 12 | 0.3 | Null | Null | Null | Null | Null | Null | Null | Null | Null
0.05856 | 7 | 0.00115 | 12 | 0.4 | Null | Null | Null | Null | Null | Null | Null | Null | Null
0.05856 | 7 | 0.00115 | 12 | 0.5 | Null | Null | Null | Null | Null | Null | Null | Null | Null
0.05856 | 7 | 0.00115 | 12 | 0.6 | Null | Null | Null | Null | Null | Null | Null | Null | Null
0.05856 | 7 | 0.00115 | 12 | 0.7 | Null | Null | Null | Null | Null | Null | Null | Null | Null
0.05856 | 7 | 0.00115 | 12 | 0.8 | Null | Null | Null | Null | Null | Null | Null | Null | Null
0.05856 | 7 | 0.00115 | 12 | 0.9 | Null | Null | Null | Null | Null | Null | Null | Null | Null
0.05856 | 7 | 0.00115 | 12 | 1 | Null | Null | Null | Null | Null | Null | Null | Null | Null
0.05856 | 7 | 0.00115 | 12.5 | 0.15 | Null | Null | Null | Null | Null | Null | Null | Null | Null
0.05856 | 7 | 0.00115 | 12.5 | 0.2 | Null | Null | Null | Null | Null | Null | Null | Null | Null
0.05856 | 7 | 0.00115 | 12.5 | 0.3 | Null | Null | Null | Null | Null | Null | Null | Null | Null
0.05856 | 7 | 0.00115 | 12.5 | 0.4 | Null | Null | Null | Null | Null | Null | Null | Null | Null
0.05856 | 7 | 0.00115 | 12.5 | 0.5 | Null | Null | Null | Null | Null | Null | Null | Null | Null
0.05856 | 7 | 0.00115 | 12.5 | 0.6 | Null | Null | Null | Null | Null | Null | Null | Null | Null
0.05856 | 7 | 0.00115 | 12.5 | 0.7 | Null | Null | Null | Null | Null | Null | Null | Null | Null
0.05856 | 7 | 0.00115 | 12.5 | 0.8 | Null | Null | Null | Null | Null | Null | Null | Null | Null
0.05856 | 7 | 0.00115 | 12.5 | 0.9 | Null | Null | Null | Null | Null | Null | Null | Null | Null
0.05856 | 7 | 0.00115 | 12.5 | 1 | Null | Null | Null | Null | Null | Null | Null | Null | Null
0.05856 | 7 | 0.00115 | 13 | 0.15 | Null | Null | Null | Null | Null | Null | Null | Null | Null
0.05856 | 7 | 0.00115 | 13 | 0.2 | Null | Null | Null | Null | Null | Null | Null | Null | Null
0.05856 | 7 | 0.00115 | 13 | 0.3 | Null | Null | Null | Null | Null | Null | Null | Null | Null
0.05856 | 7 | 0.00115 | 13 | 0.4 | Null | Null | Null | Null | Null | Null | Null | Null | Null
0.05856 | 7 | 0.00115 | 13 | 0.5 | Null | Null | Null | Null | Null | Null | Null | Null | Null
0.05856 | 7 | 0.00115 | 13 | 0.6 | Null | Null | Null | Null | Null | Null | Null | Null | Null
0.05856 | 7 | 0.00115 | 13 | 0.7 | Null | Null | Null | Null | Null | Null | Null | Null | Null
0.05856 | 7 | 0.00115 | 13 | 0.8 | Null | Null | Null | Null | Null | Null | Null | Null | Null
0.05856 | 7 | 0.00115 | 13 | 0.9 | Null | Null | Null | Null | Null | Null | Null | Null | Null
0.05856 | 7 | 0.00115 | 13 | 1 | Null | Null | Null | Null | Null | Null | Null | Null | Null
0.05856 | 7 | 0.00115 | 13.5 | 0.15 | Null | Null | Null | Null | Null | Null | Null | Null | Null
0.05856 | 7 | 0.00115 | 13.5 | 0.2 | Null | Null | Null | Null | Null | Null | Null | Null | Null
0.05856 | 7 | 0.00115 | 13.5 | 0.3 | Null | Null | Null | Null | Null | Null | Null | Null | Null
0.05856 | 7 | 0.00115 | 13.5 | 0.4 | Null | Null | Null | Null | Null | Null | Null | Null | Null
0.05856 | 7 | 0.00115 | 13.5 | 0.5 | Null | Null | Null | Null | Null | Null | Null | Null | Null
0.05856 | 7 | 0.00115 | 13.5 | 0.6 | Null | Null | Null | Null | Null | Null | Null | Null | Null
0.05856 | 7 | 0.00115 | 13.5 | 0.7 | Null | Null | Null | Null | Null | Null | Null | Null | Null
0.05856 | 7 | 0.00115 | 13.5 | 0.8 | Null | Null | Null | Null | Null | Null | Null | Null | Null
0.05856 | 7 | 0.00115 | 13.5 | 0.9 | Null | Null | Null | Null | Null | Null | Null | Null | Null
0.05856 | 7 | 0.00115 | 13.5 | 1 | Null | Null | Null | Null | Null | Null | Null | Null | Null
0.05856 | 7 | 0.00115 | 14 | 0.15 | Null | Null | Null | Null | Null | Null | Null | Null | Null
0.05856 | 7 | 0.00115 | 14 | 0.2 | Null | Null | Null | Null | Null | Null | Null | Null | Null
0.05856 | 7 | 0.00115 | 14 | 0.3 | Null | Null | Null | Null | Null | Null | Null | Null | Null
0.05856 | 7 | 0.00115 | 14 | 0.4 | Null | Null | Null | Null | Null | Null | Null | Null | Null
0.05856 | 7 | 0.00115 | 14 | 0.5 | Null | Null | Null | Null | Null | Null | Null | Null | Null
0.05856 | 7 | 0.00115 | 14 | 0.6 | Null | Null | Null | Null | Null | Null | Null | Null | Null
0.05856 | 7 | 0.00115 | 14 | 0.7 | Null | Null | Null | Null | Null | Null | Null | Null | Null
0.05856 | 7 | 0.00115 | 14 | 0.8 | Null | Null | Null | Null | Null | Null | Null | Null | Null
0.05856 | 7 | 0.00115 | 14 | 0.9 | Null | Null | Null | Null | Null | Null | Null | Null | Null
0.05856 | 7 | 0.00115 | 14 | 1 | Null | Null | Null | Null | Null | Null | Null | Null | Null
0.05856 | 7 | 0.00115 | 14.5 | 0.15 | Null | Null | Null | Null | Null | Null | Null | Null | Null
0.05856 | 7 | 0.00115 | 14.5 | 0.2 | Null | Null | Null | Null | Null | Null | Null | Null | Null
0.05856 | 7 | 0.00115 | 14.5 | 0.3 | Null | Null | Null | Null | Null | Null | Null | Null | Null
0.05856 | 7 | 0.00115 | 14.5 | 0.4 | Null | Null | Null | Null | Null | Null | Null | Null | Null
0.05856 | 7 | 0.00115 | 14.5 | 0.5 | Null | Null | Null | Null | Null | Null | Null | Null | Null
0.05856 | 7 | 0.00115 | 14.5 | 0.6 | Null | Null | Null | Null | Null | Null | Null | Null | Null
0.05856 | 7 | 0.00115 | 14.5 | 0.7 | Null | Null | Null | Null | Null | Null | Null | Null | Null
0.05856 | 7 | 0.00115 | 14.5 | 0.8 | Null | Null | Null | Null | Null | Null | Null | Null | Null
0.05856 | 7 | 0.00115 | 14.5 | 0.9 | Null | Null | Null | Null | Null | Null | Null | Null | Null
0.05856 | 7 | 0.00115 | 14.5 | 1 | Null | Null | Null | Null | Null | Null | Null | Null | Null
0.05856 | 7 | 0.00115 | 15 | 0.15 | Null | Null | Null | Null | Null | Null | Null | Null | Null
0.05856 | 7 | 0.00115 | 15 | 0.2 | Null | Null | Null | Null | Null | Null | Null | Null | Null
0.05856 | 7 | 0.00115 | 15 | 0.3 | Null | Null | Null | Null | Null | Null | Null | Null | Null
0.05856 | 7 | 0.00115 | 15 | 0.4 | Null | Null | Null | Null | Null | Null | Null | Null | Null
0.05856 | 7 | 0.00115 | 15 | 0.5 | Null | Null | Null | Null | Null | Null | Null | Null | Null
0.05856 | 7 | 0.00115 | 15 | 0.6 | Null | Null | Null | Null | Null | Null | Null | Null | Null
0.05856 | 7 | 0.00115 | 15 | 0.7 | Null | Null | Null | Null | Null | Null | Null | Null | Null
0.05856 | 7 | 0.00115 | 15 | 0.8 | Null | Null | Null | Null | Null | Null | Null | Null | Null
0.05856 | 7 | 0.00115 | 15 | 0.9 | Null | Null | Null | Null | Null | Null | Null | Null | Null
0.05856 | 7 | 0.00115 | 15 | 1 | Null | Null | Null | Null | Null | Null | Null | Null | Null
0.05856 | 7 | 0.00115 | 15.5 | 0.15 | Null | Null | Null | Null | Null | Null | Null | Null | Null
0.05856 | 7 | 0.00115 | 15.5 | 0.2 | Null | Null | Null | Null | Null | Null | Null | Null | Null
0.05856 | 7 | 0.00115 | 15.5 | 0.3 | Null | Null | Null | Null | Null | Null | Null | Null | Null
0.05856 | 7 | 0.00115 | 15.5 | 0.4 | Null | Null | Null | Null | Null | Null | Null | Null | Null
0.05856 | 7 | 0.00115 | 15.5 | 0.5 | Null | Null | Null | Null | Null | Null | Null | Null | Null
0.05856 | 7 | 0.00115 | 15.5 | 0.6 | Null | Null | Null | Null | Null | Null | Null | Null | Null
0.05856 | 7 | 0.00115 | 15.5 | 0.7 | Null | Null | Null | Null | Null | Null | Null | Null | Null
0.05856 | 7 | 0.00115 | 15.5 | 0.8 | Null | Null | Null | Null | Null | Null | Null | Null | Null
0.05856 | 7 | 0.00115 | 15.5 | 0.9 | Null | Null | Null | Null | Null | Null | Null | Null | Null
0.05856 | 7 | 0.00115 | 15.5 | 1 | Null | Null | Null | Null | Null | Null | Null | Null | Null
0.05856 | 7 | 0.00115 | 16 | 0.15 | Null | Null | Null | Null | Null | Null | Null | Null | Null
0.05856 | 7 | 0.00115 | 16 | 0.2 | Null | Null | Null | Null | Null | Null | Null | Null | Null
0.05856 | 7 | 0.00115 | 16 | 0.3 | Null | Null | Null | Null | Null | Null | Null | Null | Null
0.05856 | 7 | 0.00115 | 16 | 0.4 | Null | Null | Null | Null | Null | Null | Null | Null | Null
0.05856 | 7 | 0.00115 | 16 | 0.5 | Null | Null | Null | Null | Null | Null | Null | Null | Null
0.05856 | 7 | 0.00115 | 16 | 0.6 | Null | Null | Null | Null | Null | Null | Null | Null | Null
0.05856 | 7 | 0.00115 | 16 | 0.7 | Null | Null | Null | Null | Null | Null | Null | Null | Null
0.05856 | 7 | 0.00115 | 16 | 0.8 | Null | Null | Null | Null | Null | Null | Null | Null | Null
0.05856 | 7 | 0.00115 | 16 | 0.9 | Null | Null | Null | Null | Null | Null | Null | Null | Null
0.05856 | 7 | 0.00115 | 16 | 1 | Null | Null | Null | Null | Null | Null | Null | Null | Null
0.05856 | 7 | 0.00115 | 16.5 | 0.15 | Null | Null | Null | Null | Null | Null | Null | Null | Null
0.05856 | 7 | 0.00115 | 16.5 | 0.2 | Null | Null | Null | Null | Null | Null | Null | Null | Null
0.05856 | 7 | 0.00115 | 16.5 | 0.3 | Null | Null | Null | Null | Null | Null | Null | Null | Null
0.05856 | 7 | 0.00115 | 16.5 | 0.4 | Null | Null | Null | Null | Null | Null | Null | Null | Null
0.05856 | 7 | 0.00115 | 16.5 | 0.5 | Null | Null | Null | Null | Null | Null | Null | Null | Null
0.05856 | 7 | 0.00115 | 16.5 | 0.6 | Null | Null | Null | Null | Null | Null | Null | Null | Null
0.05856 | 7 | 0.00115 | 16.5 | 0.7 | Null | Null | Null | Null | Null | Null | Null | Null | Null
0.05856 | 7 | 0.00115 | 16.5 | 0.8 | Null | Null | Null | Null | Null | Null | Null | Null | Null
0.05856 | 7 | 0.00115 | 16.5 | 0.9 | Null | Null | Null | Null | Null | Null | Null | Null | Null
0.05856 | 7 | 0.00115 | 16.5 | 1 | Null | Null | Null | Null | Null | Null | Null | Null | Null
0.05856 | 7 | 0.00115 | 17 | 0.15 | Null | Null | Null | Null | Null | Null | Null | Null | Null
0.05856 | 7 | 0.00115 | 17 | 0.2 | Null | Null | Null | Null | Null | Null | Null | Null | Null
0.05856 | 7 | 0.00115 | 17 | 0.3 | Null | Null | Null | Null | Null | Null | Null | Null | Null
0.05856 | 7 | 0.00115 | 17 | 0.4 | Null | Null | Null | Null | Null | Null | Null | Null | Null
0.05856 | 7 | 0.00115 | 17 | 0.5 | Null | Null | Null | Null | Null | Null | Null | Null | Null
0.05856 | 7 | 0.00115 | 17 | 0.6 | Null | Null | Null | Null | Null | Null | Null | Null | Null
0.05856 | 7 | 0.00115 | 17 | 0.7 | Null | Null | Null | Null | Null | Null | Null | Null | Null
0.05856 | 7 | 0.00115 | 17 | 0.8 | Null | Null | Null | Null | Null | Null | Null | Null | Null
0.05856 | 7 | 0.00115 | 17 | 0.9 | Null | Null | Null | Null | Null | Null | Null | Null | Null
0.05856 | 7 | 0.00115 | 17 | 1 | Null | Null | Null | Null | Null | Null | Null | Null | Null
0.05856 | 7 | 0.00115 | 17.5 | 0.15 | Null | Null | Null | Null | Null | Null | Null | Null | Null
0.05856 | 7 | 0.00115 | 17.5 | 0.2 | Null | Null | Null | Null | Null | Null | Null | Null | Null
0.05856 | 7 | 0.00115 | 17.5 | 0.3 | Null | Null | Null | Null | Null | Null | Null | Null | Null
0.05856 | 7 | 0.00115 | 17.5 | 0.4 | Null | Null | Null | Null | Null | Null | Null | Null | Null
0.05856 | 7 | 0.00115 | 17.5 | 0.5 | Null | Null | Null | Null | Null | Null | Null | Null | Null
0.05856 | 7 | 0.00115 | 17.5 | 0.6 | Null | Null | Null | Null | Null | Null | Null | Null | Null
0.05856 | 7 | 0.00115 | 17.5 | 0.7 | Null | Null | Null | Null | Null | Null | Null | Null | Null
0.05856 | 7 | 0.00115 | 17.5 | 0.8 | Null | Null | Null | Null | Null | Null | Null | Null | Null
0.05856 | 7 | 0.00115 | 17.5 | 0.9 | Null | Null | Null | Null | Null | Null | Null | Null | Null
0.05856 | 7 | 0.00115 | 17.5 | 1 | Null | Null | Null | Null | Null | Null | Null | Null | Null
0.05856 | 7 | 0.00115 | 18 | 0.15 | Null | Null | Null | Null | Null | Null | Null | Null | Null
0.05856 | 7 | 0.00115 | 18 | 0.2 | Null | Null | Null | Null | Null | Null | Null | Null | Null
0.05856 | 7 | 0.00115 | 18 | 0.3 | Null | Null | Null | Null | Null | Null | Null | Null | Null
0.05856 | 7 | 0.00115 | 18 | 0.4 | Null | Null | Null | Null | Null | Null | Null | Null | Null
0.05856 | 7 | 0.00115 | 18 | 0.5 | Null | Null | Null | Null | Null | Null | Null | Null | Null
0.05856 | 7 | 0.00115 | 18 | 0.6 | Null | Null | Null | Null | Null | Null | Null | Null | Null
0.05856 | 7 | 0.00115 | 18 | 0.7 | Null | Null | Null | Null | Null | Null | Null | Null | Null
0.05856 | 7 | 0.00115 | 18 | 0.8 | Null | Null | Null | Null | Null | Null | Null | Null | Null
0.05856 | 7 | 0.00115 | 18 | 0.9 | Null | Null | Null | Null | Null | Null | Null | Null | Null
0.05856 | 7 | 0.00115 | 18 | 1 | Null | Null | Null | Null | Null | Null | Null | Null | Null
0.05856 | 7 | 0.00115 | 21 | 0.15 | Null | Null | Null | Null | Null | Null | Null | Null | Null
0.05856 | 7 | 0.00115 | 21 | 0.2 | Null | Null | Null | Null | Null | Null | Null | Null | Null
0.05856 | 7 | 0.00115 | 21 | 0.3 | Null | Null | Null | Null | Null | Null | Null | Null | Null
0.05856 | 7 | 0.00115 | 21 | 0.4 | Null | Null | Null | Null | Null | Null | Null | Null | Null
0.05856 | 7 | 0.00115 | 21 | 0.5 | Null | Null | Null | Null | Null | Null | Null | Null | Null
0.05856 | 7 | 0.00115 | 21 | 0.6 | Null | Null | Null | Null | Null | Null | Null | Null | Null
0.05856 | 7 | 0.00115 | 21 | 0.7 | Null | Null | Null | Null | Null | Null | Null | Null | Null
0.05856 | 7 | 0.00115 | 21 | 0.8 | Null | Null | Null | Null | Null | Null | Null | Null | Null
0.05856 | 7 | 0.00115 | 21 | 0.9 | Null | Null | Null | Null | Null | Null | Null | Null | Null
0.05856 | 7 | 0.00115 | 21 | 1 | Null | Null | Null | Null | Null | Null | Null | Null | Null
0.05856 | 7 | 0.00115 | 24 | 0.15 | Null | Null | Null | Null | Null | Null | Null | Null | Null
0.05856 | 7 | 0.00115 | 24 | 0.2 | Null | Null | Null | Null | Null | Null | Null | Null | Null
0.05856 | 7 | 0.00115 | 24 | 0.3 | Null | Null | Null | Null | Null | Null | Null | Null | Null
0.05856 | 7 | 0.00115 | 24 | 0.4 | Null | Null | Null | Null | Null | Null | Null | Null | Null
0.05856 | 7 | 0.00115 | 24 | 0.5 | Null | Null | Null | Null | Null | Null | Null | Null | Null
0.05856 | 7 | 0.00115 | 24 | 0.6 | Null | Null | Null | Null | Null | Null | Null | Null | Null
0.05856 | 7 | 0.00115 | 24 | 0.7 | Null | Null | Null | Null | Null | Null | Null | Null | Null
0.05856 | 7 | 0.00115 | 24 | 0.8 | Null | Null | Null | Null | Null | Null | Null | Null | Null
0.05856 | 7 | 0.00115 | 24 | 0.9 | Null | Null | Null | Null | Null | Null | Null | Null | Null
0.05856 | 7 | 0.00115 | 24 | 1 | Null | Null | Null | Null | Null | Null | Null | Null | Null
0.05856 | 7 | 0.00115 | 27 | 0.15 | Null | Null | Null | Null | Null | Null | Null | Null | Null
0.05856 | 7 | 0.00115 | 27 | 0.2 | Null | Null | Null | Null | Null | Null | Null | Null | Null
0.05856 | 7 | 0.00115 | 27 | 0.3 | Null | Null | Null | Null | Null | Null | Null | Null | Null
0.05856 | 7 | 0.00115 | 27 | 0.4 | Null | Null | Null | Null | Null | Null | Null | Null | Null
0.05856 | 7 | 0.00115 | 27 | 0.5 | Null | Null | Null | Null | Null | Null | Null | Null | Null
0.05856 | 7 | 0.00115 | 27 | 0.6 | Null | Null | Null | Null | Null | Null | Null | Null | Null
0.05856 | 7 | 0.00115 | 27 | 0.7 | Null | Null | Null | Null | Null | Null | Null | Null | Null
0.05856 | 7 | 0.00115 | 27 | 0.8 | Null | Null | Null | Null | Null | Null | Null | Null | Null
0.05856 | 7 | 0.00115 | 27 | 0.9 | Null | Null | Null | Null | Null | Null | Null | Null | Null
0.05856 | 7 | 0.00115 | 27 | 1 | Null | Null | Null | Null | Null | Null | Null | Null | Null
0.05856 | 7 | 0.00115 | 30 | 0.15 | Null | Null | Null | Null | Null | Null | Null | Null | Null
0.05856 | 7 | 0.00115 | 30 | 0.2 | Null | Null | Null | Null | Null | Null | Null | Null | Null
0.05856 | 7 | 0.00115 | 30 | 0.3 | Null | Null | Null | Null | Null | Null | Null | Null | Null
0.05856 | 7 | 0.00115 | 30 | 0.4 | Null | Null | Null | Null | Null | Null | Null | Null | Null
0.05856 | 7 | 0.00115 | 30 | 0.5 | Null | Null | Null | Null | Null | Null | Null | Null | Null
0.05856 | 7 | 0.00115 | 30 | 0.6 | Null | Null | Null | Null | Null | Null | Null | Null | Null
0.05856 | 7 | 0.00115 | 30 | 0.7 | Null | Null | Null | Null | Null | Null | Null | Null | Null
0.05856 | 7 | 0.00115 | 30 | 0.8 | Null | Null | Null | Null | Null | Null | Null | Null | Null
0.05856 | 7 | 0.00115 | 30 | 0.9 | Null | Null | Null | Null | Null | Null | Null | Null | Null
0.05856 | 7 | 0.00115 | 30 | 1 | Null | Null | Null | Null | Null | Null | Null | Null | Null
0.05856 | 7 | 0.077 | 10.5 | 0.15 | Null | Null | Null | Null | Null | Null | Null | Null | Null
0.05856 | 7 | 0.077 | 10.5 | 0.2 | Null | Null | Null | Null | Null | Null | Null | Null | Null
0.05856 | 7 | 0.077 | 10.5 | 0.3 | Null | Null | Null | Null | Null | Null | Null | Null | Null
0.05856 | 7 | 0.077 | 10.5 | 0.4 | Null | Null | Null | Null | Null | Null | Null | Null | Null
0.05856 | 7 | 0.077 | 10.5 | 0.5 | Null | Null | Null | Null | Null | Null | Null | Null | Null
0.05856 | 7 | 0.077 | 10.5 | 0.6 | Null | Null | Null | Null | Null | Null | Null | Null | Null
0.05856 | 7 | 0.077 | 10.5 | 0.7 | Null | Null | Null | Null | Null | Null | Null | Null | Null
0.05856 | 7 | 0.077 | 10.5 | 0.8 | Null | Null | Null | Null | Null | Null | Null | Null | Null
0.05856 | 7 | 0.077 | 10.5 | 0.9 | Null | Null | Null | Null | Null | Null | Null | Null | Null
0.05856 | 7 | 0.077 | 10.5 | 1 | Null | Null | Null | Null | Null | Null | Null | Null | Null
0.05856 | 7 | 0.077 | 11 | 0.15 | Null | Null | Null | Null | Null | Null | Null | Null | Null
0.05856 | 7 | 0.077 | 11 | 0.2 | Null | Null | Null | Null | Null | Null | Null | Null | Null
0.05856 | 7 | 0.077 | 11 | 0.3 | Null | Null | Null | Null | Null | Null | Null | Null | Null
0.05856 | 7 | 0.077 | 11 | 0.4 | Null | Null | Null | Null | Null | Null | Null | Null | Null
0.05856 | 7 | 0.077 | 11 | 0.5 | Null | Null | Null | Null | Null | Null | Null | Null | Null
0.05856 | 7 | 0.077 | 11 | 0.6 | Null | Null | Null | Null | Null | Null | Null | Null | Null
0.05856 | 7 | 0.077 | 11 | 0.7 | Null | Null | Null | Null | Null | Null | Null | Null | Null
0.05856 | 7 | 0.077 | 11 | 0.8 | Null | Null | Null | Null | Null | Null | Null | Null | Null
0.05856 | 7 | 0.077 | 11 | 0.9 | Null | Null | Null | Null | Null | Null | Null | Null | Null
0.05856 | 7 | 0.077 | 11 | 1 | Null | Null | Null | Null | Null | Null | Null | Null | Null
0.05856 | 7 | 0.077 | 11.5 | 0.15 | Null | Null | Null | Null | Null | Null | Null | Null | Null
0.05856 | 7 | 0.077 | 11.5 | 0.2 | Null | Null | Null | Null | Null | Null | Null | Null | Null
0.05856 | 7 | 0.077 | 11.5 | 0.3 | Null | Null | Null | Null | Null | Null | Null | Null | Null
0.05856 | 7 | 0.077 | 11.5 | 0.4 | Null | Null | Null | Null | Null | Null | Null | Null | Null
0.05856 | 7 | 0.077 | 11.5 | 0.5 | Null | Null | Null | Null | Null | Null | Null | Null | Null
0.05856 | 7 | 0.077 | 11.5 | 0.6 | Null | Null | Null | Null | Null | Null | Null | Null | Null
0.05856 | 7 | 0.077 | 11.5 | 0.7 | Null | Null | Null | Null | Null | Null | Null | Null | Null
0.05856 | 7 | 0.077 | 11.5 | 0.8 | Null | Null | Null | Null | Null | Null | Null | Null | Null
0.05856 | 7 | 0.077 | 11.5 | 0.9 | Null | Null | Null | Null | Null | Null | Null | Null | Null
0.05856 | 7 | 0.077 | 11.5 | 1 | Null | Null | Null | Null | Null | Null | Null | Null | Null
0.05856 | 7 | 0.077 | 12 | 0.15 | Null | Null | Null | Null | Null | Null | Null | Null | Null
0.05856 | 7 | 0.077 | 12 | 0.2 | Null | Null | Null | Null | Null | Null | Null | Null | Null
0.05856 | 7 | 0.077 | 12 | 0.3 | Null | Null | Null | Null | Null | Null | Null | Null | Null
0.05856 | 7 | 0.077 | 12 | 0.4 | Null | Null | Null | Null | Null | Null | Null | Null | Null
0.05856 | 7 | 0.077 | 12 | 0.5 | Null | Null | Null | Null | Null | Null | Null | Null | Null
0.05856 | 7 | 0.077 | 12 | 0.6 | Null | Null | Null | Null | Null | Null | Null | Null | Null
0.05856 | 7 | 0.077 | 12 | 0.7 | Null | Null | Null | Null | Null | Null | Null | Null | Null
0.05856 | 7 | 0.077 | 12 | 0.8 | Null | Null | Null | Null | Null | Null | Null | Null | Null
0.05856 | 7 | 0.077 | 12 | 0.9 | Null | Null | Null | Null | Null | Null | Null | Null | Null
0.05856 | 7 | 0.077 | 12 | 1 | Null | Null | Null | Null | Null | Null | Null | Null | Null
0.05856 | 7 | 0.077 | 12.5 | 0.15 | Null | Null | Null | Null | Null | Null | Null | Null | Null
0.05856 | 7 | 0.077 | 12.5 | 0.2 | Null | Null | Null | Null | Null | Null | Null | Null | Null
0.05856 | 7 | 0.077 | 12.5 | 0.3 | Null | Null | Null | Null | Null | Null | Null | Null | Null
0.05856 | 7 | 0.077 | 12.5 | 0.4 | Null | Null | Null | Null | Null | Null | Null | Null | Null
0.05856 | 7 | 0.077 | 12.5 | 0.5 | Null | Null | Null | Null | Null | Null | Null | Null | Null
0.05856 | 7 | 0.077 | 12.5 | 0.6 | Null | Null | Null | Null | Null | Null | Null | Null | Null
0.05856 | 7 | 0.077 | 12.5 | 0.7 | Null | Null | Null | Null | Null | Null | Null | Null | Null
0.05856 | 7 | 0.077 | 12.5 | 0.8 | Null | Null | Null | Null | Null | Null | Null | Null | Null
0.05856 | 7 | 0.077 | 12.5 | 0.9 | Null | Null | Null | Null | Null | Null | Null | Null | Null
0.05856 | 7 | 0.077 | 12.5 | 1 | Null | Null | Null | Null | Null | Null | Null | Null | Null
0.05856 | 7 | 0.077 | 13 | 0.15 | Null | Null | Null | Null | Null | Null | Null | Null | Null
0.05856 | 7 | 0.077 | 13 | 0.2 | Null | Null | Null | Null | Null | Null | Null | Null | Null
0.05856 | 7 | 0.077 | 13 | 0.3 | Null | Null | Null | Null | Null | Null | Null | Null | Null
0.05856 | 7 | 0.077 | 13 | 0.4 | Null | Null | Null | Null | Null | Null | Null | Null | Null
0.05856 | 7 | 0.077 | 13 | 0.5 | Null | Null | Null | Null | Null | Null | Null | Null | Null
0.05856 | 7 | 0.077 | 13 | 0.6 | Null | Null | Null | Null | Null | Null | Null | Null | Null
0.05856 | 7 | 0.077 | 13 | 0.7 | Null | Null | Null | Null | Null | Null | Null | Null | Null
0.05856 | 7 | 0.077 | 13 | 0.8 | Null | Null | Null | Null | Null | Null | Null | Null | Null
0.05856 | 7 | 0.077 | 13 | 0.9 | Null | Null | Null | Null | Null | Null | Null | Null | Null
0.05856 | 7 | 0.077 | 13 | 1 | Null | Null | Null | Null | Null | Null | Null | Null | Null
0.05856 | 7 | 0.077 | 13.5 | 0.15 | Null | Null | Null | Null | Null | Null | Null | Null | Null
0.05856 | 7 | 0.077 | 13.5 | 0.2 | Null | Null | Null | Null | Null | Null | Null | Null | Null
0.05856 | 7 | 0.077 | 13.5 | 0.3 | Null | Null | Null | Null | Null | Null | Null | Null | Null
0.05856 | 7 | 0.077 | 13.5 | 0.4 | Null | Null | Null | Null | Null | Null | Null | Null | Null
0.05856 | 7 | 0.077 | 13.5 | 0.5 | Null | Null | Null | Null | Null | Null | Null | Null | Null
0.05856 | 7 | 0.077 | 13.5 | 0.6 | Null | Null | Null | Null | Null | Null | Null | Null | Null
0.05856 | 7 | 0.077 | 13.5 | 0.7 | Null | Null | Null | Null | Null | Null | Null | Null | Null
0.05856 | 7 | 0.077 | 13.5 | 0.8 | Null | Null | Null | Null | Null | Null | Null | Null | Null
0.05856 | 7 | 0.077 | 13.5 | 0.9 | Null | Null | Null | Null | Null | Null | Null | Null | Null
0.05856 | 7 | 0.077 | 13.5 | 1 | Null | Null | Null | Null | Null | Null | Null | Null | Null
0.05856 | 7 | 0.077 | 14 | 0.15 | Null | Null | Null | Null | Null | Null | Null | Null | Null
0.05856 | 7 | 0.077 | 14 | 0.2 | Null | Null | Null | Null | Null | Null | Null | Null | Null
0.05856 | 7 | 0.077 | 14 | 0.3 | Null | Null | Null | Null | Null | Null | Null | Null | Null
0.05856 | 7 | 0.077 | 14 | 0.4 | Null | Null | Null | Null | Null | Null | Null | Null | Null
0.05856 | 7 | 0.077 | 14 | 0.5 | Null | Null | Null | Null | Null | Null | Null | Null | Null
0.05856 | 7 | 0.077 | 14 | 0.6 | Null | Null | Null | Null | Null | Null | Null | Null | Null
0.05856 | 7 | 0.077 | 14 | 0.7 | Null | Null | Null | Null | Null | Null | Null | Null | Null
0.05856 | 7 | 0.077 | 14 | 0.8 | Null | Null | Null | Null | Null | Null | Null | Null | Null
0.05856 | 7 | 0.077 | 14 | 0.9 | Null | Null | Null | Null | Null | Null | Null | Null | Null
0.05856 | 7 | 0.077 | 14 | 1 | Null | Null | Null | Null | Null | Null | Null | Null | Null
0.05856 | 7 | 0.077 | 14.5 | 0.15 | Null | Null | Null | Null | Null | Null | Null | Null | Null
0.05856 | 7 | 0.077 | 14.5 | 0.2 | Null | Null | Null | Null | Null | Null | Null | Null | Null
0.05856 | 7 | 0.077 | 14.5 | 0.3 | Null | Null | Null | Null | Null | Null | Null | Null | Null
0.05856 | 7 | 0.077 | 14.5 | 0.4 | Null | Null | Null | Null | Null | Null | Null | Null | Null
0.05856 | 7 | 0.077 | 14.5 | 0.5 | Null | Null | Null | Null | Null | Null | Null | Null | Null
0.05856 | 7 | 0.077 | 14.5 | 0.6 | Null | Null | Null | Null | Null | Null | Null | Null | Null
0.05856 | 7 | 0.077 | 14.5 | 0.7 | Null | Null | Null | Null | Null | Null | Null | Null | Null
0.05856 | 7 | 0.077 | 14.5 | 0.8 | Null | Null | Null | Null | Null | Null | Null | Null | Null
0.05856 | 7 | 0.077 | 14.5 | 0.9 | Null | Null | Null | Null | Null | Null | Null | Null | Null
0.05856 | 7 | 0.077 | 14.5 | 1 | Null | Null | Null | Null | Null | Null | Null | Null | Null
0.05856 | 7 | 0.077 | 15 | 0.15 | Null | Null | Null | Null | Null | Null | Null | Null | Null
0.05856 | 7 | 0.077 | 15 | 0.2 | Null | Null | Null | Null | Null | Null | Null | Null | Null
0.05856 | 7 | 0.077 | 15 | 0.3 | Null | Null | Null | Null | Null | Null | Null | Null | Null
0.05856 | 7 | 0.077 | 15 | 0.4 | Null | Null | Null | Null | Null | Null | Null | Null | Null
0.05856 | 7 | 0.077 | 15 | 0.5 | Null | Null | Null | Null | Null | Null | Null | Null | Null
0.05856 | 7 | 0.077 | 15 | 0.6 | Null | Null | Null | Null | Null | Null | Null | Null | Null
0.05856 | 7 | 0.077 | 15 | 0.7 | Null | Null | Null | Null | Null | Null | Null | Null | Null
0.05856 | 7 | 0.077 | 15 | 0.8 | Null | Null | Null | Null | Null | Null | Null | Null | Null
0.05856 | 7 | 0.077 | 15 | 0.9 | Null | Null | Null | Null | Null | Null | Null | Null | Null
0.05856 | 7 | 0.077 | 15 | 1 | Null | Null | Null | Null | Null | Null | Null | Null | Null
0.05856 | 7 | 0.077 | 15.5 | 0.15 | Null | Null | Null | Null | Null | Null | Null | Null | Null
0.05856 | 7 | 0.077 | 15.5 | 0.2 | Null | Null | Null | Null | Null | Null | Null | Null | Null
0.05856 | 7 | 0.077 | 15.5 | 0.3 | Null | Null | Null | Null | Null | Null | Null | Null | Null
0.05856 | 7 | 0.077 | 15.5 | 0.4 | Null | Null | Null | Null | Null | Null | Null | Null | Null
0.05856 | 7 | 0.077 | 15.5 | 0.5 | Null | Null | Null | Null | Null | Null | Null | Null | Null
0.05856 | 7 | 0.077 | 15.5 | 0.6 | Null | Null | Null | Null | Null | Null | Null | Null | Null
0.05856 | 7 | 0.077 | 15.5 | 0.7 | Null | Null | Null | Null | Null | Null | Null | Null | Null
0.05856 | 7 | 0.077 | 15.5 | 0.8 | Null | Null | Null | Null | Null | Null | Null | Null | Null
0.05856 | 7 | 0.077 | 15.5 | 0.9 | Null | Null | Null | Null | Null | Null | Null | Null | Null
0.05856 | 7 | 0.077 | 15.5 | 1 | Null | Null | Null | Null | Null | Null | Null | Null | Null
0.05856 | 7 | 0.077 | 16 | 0.15 | Null | Null | Null | Null | Null | Null | Null | Null | Null
0.05856 | 7 | 0.077 | 16 | 0.2 | Null | Null | Null | Null | Null | Null | Null | Null | Null
0.05856 | 7 | 0.077 | 16 | 0.3 | Null | Null | Null | Null | Null | Null | Null | Null | Null
0.05856 | 7 | 0.077 | 16 | 0.4 | Null | Null | Null | Null | Null | Null | Null | Null | Null
0.05856 | 7 | 0.077 | 16 | 0.5 | Null | Null | Null | Null | Null | Null | Null | Null | Null
0.05856 | 7 | 0.077 | 16 | 0.6 | Null | Null | Null | Null | Null | Null | Null | Null | Null
0.05856 | 7 | 0.077 | 16 | 0.7 | Null | Null | Null | Null | Null | Null | Null | Null | Null
0.05856 | 7 | 0.077 | 16 | 0.8 | Null | Null | Null | Null | Null | Null | Null | Null | Null
0.05856 | 7 | 0.077 | 16 | 0.9 | Null | Null | Null | Null | Null | Null | Null | Null | Null
0.05856 | 7 | 0.077 | 16 | 1 | Null | Null | Null | Null | Null | Null | Null | Null | Null
0.05856 | 7 | 0.077 | 16.5 | 0.15 | Null | Null | Null | Null | Null | Null | Null | Null | Null
0.05856 | 7 | 0.077 | 16.5 | 0.2 | Null | Null | Null | Null | Null | Null | Null | Null | Null
0.05856 | 7 | 0.077 | 16.5 | 0.3 | Null | Null | Null | Null | Null | Null | Null | Null | Null
0.05856 | 7 | 0.077 | 16.5 | 0.4 | Null | Null | Null | Null | Null | Null | Null | Null | Null
0.05856 | 7 | 0.077 | 16.5 | 0.5 | Null | Null | Null | Null | Null | Null | Null | Null | Null
0.05856 | 7 | 0.077 | 16.5 | 0.6 | Null | Null | Null | Null | Null | Null | Null | Null | Null
0.05856 | 7 | 0.077 | 16.5 | 0.7 | Null | Null | Null | Null | Null | Null | Null | Null | Null
0.05856 | 7 | 0.077 | 16.5 | 0.8 | Null | Null | Null | Null | Null | Null | Null | Null | Null
0.05856 | 7 | 0.077 | 16.5 | 0.9 | Null | Null | Null | Null | Null | Null | Null | Null | Null
0.05856 | 7 | 0.077 | 16.5 | 1 | Null | Null | Null | Null | Null | Null | Null | Null | Null
0.05856 | 7 | 0.077 | 17 | 0.15 | Null | Null | Null | Null | Null | Null | Null | Null | Null
0.05856 | 7 | 0.077 | 17 | 0.2 | Null | Null | Null | Null | Null | Null | Null | Null | Null
0.05856 | 7 | 0.077 | 17 | 0.3 | Null | Null | Null | Null | Null | Null | Null | Null | Null
0.05856 | 7 | 0.077 | 17 | 0.4 | Null | Null | Null | Null | Null | Null | Null | Null | Null
0.05856 | 7 | 0.077 | 17 | 0.5 | Null | Null | Null | Null | Null | Null | Null | Null | Null
0.05856 | 7 | 0.077 | 17 | 0.6 | Null | Null | Null | Null | Null | Null | Null | Null | Null
0.05856 | 7 | 0.077 | 17 | 0.7 | Null | Null | Null | Null | Null | Null | Null | Null | Null
0.05856 | 7 | 0.077 | 17 | 0.8 | Null | Null | Null | Null | Null | Null | Null | Null | Null
0.05856 | 7 | 0.077 | 17 | 0.9 | Null | Null | Null | Null | Null | Null | Null | Null | Null
0.05856 | 7 | 0.077 | 17 | 1 | Null | Null | Null | Null | Null | Null | Null | Null | Null
0.05856 | 7 | 0.077 | 17.5 | 0.15 | Null | Null | Null | Null | Null | Null | Null | Null | Null
0.05856 | 7 | 0.077 | 17.5 | 0.2 | Null | Null | Null | Null | Null | Null | Null | Null | Null
0.05856 | 7 | 0.077 | 17.5 | 0.3 | Null | Null | Null | Null | Null | Null | Null | Null | Null
0.05856 | 7 | 0.077 | 17.5 | 0.4 | Null | Null | Null | Null | Null | Null | Null | Null | Null
0.05856 | 7 | 0.077 | 17.5 | 0.5 | Null | Null | Null | Null | Null | Null | Null | Null | Null
0.05856 | 7 | 0.077 | 17.5 | 0.6 | Null | Null | Null | Null | Null | Null | Null | Null | Null
0.05856 | 7 | 0.077 | 17.5 | 0.7 | Null | Null | Null | Null | Null | Null | Null | Null | Null
0.05856 | 7 | 0.077 | 17.5 | 0.8 | Null | Null | Null | Null | Null | Null | Null | Null | Null
0.05856 | 7 | 0.077 | 17.5 | 0.9 | Null | Null | Null | Null | Null | Null | Null | Null | Null
0.05856 | 7 | 0.077 | 17.5 | 1 | Null | Null | Null | Null | Null | Null | Null | Null | Null
0.05856 | 7 | 0.077 | 18 | 0.15 | Null | Null | Null | Null | Null | Null | Null | Null | Null
0.05856 | 7 | 0.077 | 18 | 0.2 | Null | Null | Null | Null | Null | Null | Null | Null | Null
0.05856 | 7 | 0.077 | 18 | 0.3 | Null | Null | Null | Null | Null | Null | Null | Null | Null
0.05856 | 7 | 0.077 | 18 | 0.4 | Null | Null | Null | Null | Null | Null | Null | Null | Null
0.05856 | 7 | 0.077 | 18 | 0.5 | Null | Null | Null | Null | Null | Null | Null | Null | Null
0.05856 | 7 | 0.077 | 18 | 0.6 | Null | Null | Null | Null | Null | Null | Null | Null | Null
0.05856 | 7 | 0.077 | 18 | 0.7 | Null | Null | Null | Null | Null | Null | Null | Null | Null
0.05856 | 7 | 0.077 | 18 | 0.8 | Null | Null | Null | Null | Null | Null | Null | Null | Null
0.05856 | 7 | 0.077 | 18 | 0.9 | Null | Null | Null | Null | Null | Null | Null | Null | Null
0.05856 | 7 | 0.077 | 18 | 1 | Null | Null | Null | Null | Null | Null | Null | Null | Null
0.05856 | 7 | 0.077 | 21 | 0.15 | Null | Null | Null | Null | Null | Null | Null | Null | Null
0.05856 | 7 | 0.077 | 21 | 0.2 | Null | Null | Null | Null | Null | Null | Null | Null | Null
0.05856 | 7 | 0.077 | 21 | 0.3 | Null | Null | Null | Null | Null | Null | Null | Null | Null
0.05856 | 7 | 0.077 | 21 | 0.4 | Null | Null | Null | Null | Null | Null | Null | Null | Null
0.05856 | 7 | 0.077 | 21 | 0.5 | Null | Null | Null | Null | Null | Null | Null | Null | Null
0.05856 | 7 | 0.077 | 21 | 0.6 | Null | Null | Null | Null | Null | Null | Null | Null | Null
0.05856 | 7 | 0.077 | 21 | 0.7 | Null | Null | Null | Null | Null | Null | Null | Null | Null
0.05856 | 7 | 0.077 | 21 | 0.8 | Null | Null | Null | Null | Null | Null | Null | Null | Null
0.05856 | 7 | 0.077 | 21 | 0.9 | Null | Null | Null | Null | Null | Null | Null | Null | Null
0.05856 | 7 | 0.077 | 21 | 1 | Null | Null | Null | Null | Null | Null | Null | Null | Null
0.05856 | 7 | 0.077 | 24 | 0.15 | Null | Null | Null | Null | Null | Null | Null | Null | Null
0.05856 | 7 | 0.077 | 24 | 0.2 | Null | Null | Null | Null | Null | Null | Null | Null | Null
0.05856 | 7 | 0.077 | 24 | 0.3 | Null | Null | Null | Null | Null | Null | Null | Null | Null
0.05856 | 7 | 0.077 | 24 | 0.4 | Null | Null | Null | Null | Null | Null | Null | Null | Null
0.05856 | 7 | 0.077 | 24 | 0.5 | Null | Null | Null | Null | Null | Null | Null | Null | Null
0.05856 | 7 | 0.077 | 24 | 0.6 | Null | Null | Null | Null | Null | Null | Null | Null | Null
0.05856 | 7 | 0.077 | 24 | 0.7 | Null | Null | Null | Null | Null | Null | Null | Null | Null
0.05856 | 7 | 0.077 | 24 | 0.8 | Null | Null | Null | Null | Null | Null | Null | Null | Null
0.05856 | 7 | 0.077 | 24 | 0.9 | Null | Null | Null | Null | Null | Null | Null | Null | Null
0.05856 | 7 | 0.077 | 24 | 1 | Null | Null | Null | Null | Null | Null | Null | Null | Null
0.05856 | 7 | 0.077 | 27 | 0.15 | Null | Null | Null | Null | Null | Null | Null | Null | Null
0.05856 | 7 | 0.077 | 27 | 0.2 | Null | Null | Null | Null | Null | Null | Null | Null | Null
0.05856 | 7 | 0.077 | 27 | 0.3 | Null | Null | Null | Null | Null | Null | Null | Null | Null
0.05856 | 7 | 0.077 | 27 | 0.4 | Null | Null | Null | Null | Null | Null | Null | Null | Null
0.05856 | 7 | 0.077 | 27 | 0.5 | Null | Null | Null | Null | Null | Null | Null | Null | Null
0.05856 | 7 | 0.077 | 27 | 0.6 | Null | Null | Null | Null | Null | Null | Null | Null | Null
0.05856 | 7 | 0.077 | 27 | 0.7 | Null | Null | Null | Null | Null | Null | Null | Null | Null
0.05856 | 7 | 0.077 | 27 | 0.8 | Null | Null | Null | Null | Null | Null | Null | Null | Null
0.05856 | 7 | 0.077 | 27 | 0.9 | Null | Null | Null | Null | Null | Null | Null | Null | Null
0.05856 | 7 | 0.077 | 27 | 1 | Null | Null | Null | Null | Null | Null | Null | Null | Null
0.05856 | 7 | 0.077 | 30 | 0.15 | Null | Null | Null | Null | Null | Null | Null | Null | Null
0.05856 | 7 | 0.077 | 30 | 0.2 | Null | Null | Null | Null | Null | Null | Null | Null | Null
0.05856 | 7 | 0.077 | 30 | 0.3 | Null | Null | Null | Null | Null | Null | Null | Null | Null
0.05856 | 7 | 0.077 | 30 | 0.4 | Null | Null | Null | Null | Null | Null | Null | Null | Null
0.05856 | 7 | 0.077 | 30 | 0.5 | Null | Null | Null | Null | Null | Null | Null | Null | Null
0.05856 | 7 | 0.077 | 30 | 0.6 | Null | Null | Null | Null | Null | Null | Null | Null | Null
0.05856 | 7 | 0.077 | 30 | 0.7 | Null | Null | Null | Null | Null | Null | Null | Null | Null
0.05856 | 7 | 0.077 | 30 | 0.8 | Null | Null | Null | Null | Null | Null | Null | Null | Null
0.05856 | 7 | 0.077 | 30 | 0.9 | Null | Null | Null | Null | Null | Null | Null | Null | Null
0.05856 | 7 | 0.077 | 30 | 1 | Null | Null | Null | Null | Null | Null | Null | Null | Null
0.05856 | 7 | 0.09437 | 10.5 | 0.15 | Null | Null | Null | Null | Null | Null | Null | Null | Null
0.05856 | 7 | 0.09437 | 10.5 | 0.2 | Null | Null | Null | Null | Null | Null | Null | Null | Null
0.05856 | 7 | 0.09437 | 10.5 | 0.3 | Null | Null | Null | Null | Null | Null | Null | Null | Null
0.05856 | 7 | 0.09437 | 10.5 | 0.4 | Null | Null | Null | Null | Null | Null | Null | Null | Null
0.05856 | 7 | 0.09437 | 10.5 | 0.5 | Null | Null | Null | Null | Null | Null | Null | Null | Null
0.05856 | 7 | 0.09437 | 10.5 | 0.6 | Null | Null | Null | Null | Null | Null | Null | Null | Null
0.05856 | 7 | 0.09437 | 10.5 | 0.7 | Null | Null | Null | Null | Null | Null | Null | Null | Null
0.05856 | 7 | 0.09437 | 10.5 | 0.8 | Null | Null | Null | Null | Null | Null | Null | Null | Null
0.05856 | 7 | 0.09437 | 10.5 | 0.9 | Null | Null | Null | Null | Null | Null | Null | Null | Null
0.05856 | 7 | 0.09437 | 10.5 | 1 | Null | Null | Null | Null | Null | Null | Null | Null | Null
0.05856 | 7 | 0.09437 | 11 | 0.15 | Null | Null | Null | Null | Null | Null | Null | Null | Null
0.05856 | 7 | 0.09437 | 11 | 0.2 | Null | Null | Null | Null | Null | Null | Null | Null | Null
0.05856 | 7 | 0.09437 | 11 | 0.3 | Null | Null | Null | Null | Null | Null | Null | Null | Null
0.05856 | 7 | 0.09437 | 11 | 0.4 | Null | Null | Null | Null | Null | Null | Null | Null | Null
0.05856 | 7 | 0.09437 | 11 | 0.5 | Null | Null | Null | Null | Null | Null | Null | Null | Null
0.05856 | 7 | 0.09437 | 11 | 0.6 | Null | Null | Null | Null | Null | Null | Null | Null | Null
0.05856 | 7 | 0.09437 | 11 | 0.7 | Null | Null | Null | Null | Null | Null | Null | Null | Null
0.05856 | 7 | 0.09437 | 11 | 0.8 | Null | Null | Null | Null | Null | Null | Null | Null | Null
0.05856 | 7 | 0.09437 | 11 | 0.9 | Null | Null | Null | Null | Null | Null | Null | Null | Null
0.05856 | 7 | 0.09437 | 11 | 1 | Null | Null | Null | Null | Null | Null | Null | Null | Null
0.05856 | 7 | 0.09437 | 11.5 | 0.15 | Null | Null | Null | Null | Null | Null | Null | Null | Null
0.05856 | 7 | 0.09437 | 11.5 | 0.2 | Null | Null | Null | Null | Null | Null | Null | Null | Null
0.05856 | 7 | 0.09437 | 11.5 | 0.3 | Null | Null | Null | Null | Null | Null | Null | Null | Null
0.05856 | 7 | 0.09437 | 11.5 | 0.4 | Null | Null | Null | Null | Null | Null | Null | Null | Null
0.05856 | 7 | 0.09437 | 11.5 | 0.5 | Null | Null | Null | Null | Null | Null | Null | Null | Null
0.05856 | 7 | 0.09437 | 11.5 | 0.6 | Null | Null | Null | Null | Null | Null | Null | Null | Null
0.05856 | 7 | 0.09437 | 11.5 | 0.7 | Null | Null | Null | Null | Null | Null | Null | Null | Null
0.05856 | 7 | 0.09437 | 11.5 | 0.8 | Null | Null | Null | Null | Null | Null | Null | Null | Null
0.05856 | 7 | 0.09437 | 11.5 | 0.9 | Null | Null | Null | Null | Null | Null | Null | Null | Null
0.05856 | 7 | 0.09437 | 11.5 | 1 | Null | Null | Null | Null | Null | Null | Null | Null | Null
0.05856 | 7 | 0.09437 | 12 | 0.15 | Null | Null | Null | Null | Null | Null | Null | Null | Null
0.05856 | 7 | 0.09437 | 12 | 0.2 | Null | Null | Null | Null | Null | Null | Null | Null | Null
0.05856 | 7 | 0.09437 | 12 | 0.3 | Null | Null | Null | Null | Null | Null | Null | Null | Null
0.05856 | 7 | 0.09437 | 12 | 0.4 | Null | Null | Null | Null | Null | Null | Null | Null | Null
0.05856 | 7 | 0.09437 | 12 | 0.5 | Null | Null | Null | Null | Null | Null | Null | Null | Null
0.05856 | 7 | 0.09437 | 12 | 0.6 | Null | Null | Null | Null | Null | Null | Null | Null | Null
0.05856 | 7 | 0.09437 | 12 | 0.7 | Null | Null | Null | Null | Null | Null | Null | Null | Null
0.05856 | 7 | 0.09437 | 12 | 0.8 | Null | Null | Null | Null | Null | Null | Null | Null | Null
0.05856 | 7 | 0.09437 | 12 | 0.9 | Null | Null | Null | Null | Null | Null | Null | Null | Null
0.05856 | 7 | 0.09437 | 12 | 1 | Null | Null | Null | Null | Null | Null | Null | Null | Null
0.05856 | 7 | 0.09437 | 12.5 | 0.15 | Null | Null | Null | Null | Null | Null | Null | Null | Null
0.05856 | 7 | 0.09437 | 12.5 | 0.2 | Null | Null | Null | Null | Null | Null | Null | Null | Null
0.05856 | 7 | 0.09437 | 12.5 | 0.3 | Null | Null | Null | Null | Null | Null | Null | Null | Null
0.05856 | 7 | 0.09437 | 12.5 | 0.4 | Null | Null | Null | Null | Null | Null | Null | Null | Null
0.05856 | 7 | 0.09437 | 12.5 | 0.5 | Null | Null | Null | Null | Null | Null | Null | Null | Null
0.05856 | 7 | 0.09437 | 12.5 | 0.6 | Null | Null | Null | Null | Null | Null | Null | Null | Null
0.05856 | 7 | 0.09437 | 12.5 | 0.7 | Null | Null | Null | Null | Null | Null | Null | Null | Null
0.05856 | 7 | 0.09437 | 12.5 | 0.8 | Null | Null | Null | Null | Null | Null | Null | Null | Null
0.05856 | 7 | 0.09437 | 12.5 | 0.9 | Null | Null | Null | Null | Null | Null | Null | Null | Null
0.05856 | 7 | 0.09437 | 12.5 | 1 | Null | Null | Null | Null | Null | Null | Null | Null | Null
0.05856 | 7 | 0.09437 | 13 | 0.15 | Null | Null | Null | Null | Null | Null | Null | Null | Null
0.05856 | 7 | 0.09437 | 13 | 0.2 | Null | Null | Null | Null | Null | Null | Null | Null | Null
0.05856 | 7 | 0.09437 | 13 | 0.3 | Null | Null | Null | Null | Null | Null | Null | Null | Null
0.05856 | 7 | 0.09437 | 13 | 0.4 | Null | Null | Null | Null | Null | Null | Null | Null | Null
0.05856 | 7 | 0.09437 | 13 | 0.5 | Null | Null | Null | Null | Null | Null | Null | Null | Null
0.05856 | 7 | 0.09437 | 13 | 0.6 | Null | Null | Null | Null | Null | Null | Null | Null | Null
0.05856 | 7 | 0.09437 | 13 | 0.7 | Null | Null | Null | Null | Null | Null | Null | Null | Null
0.05856 | 7 | 0.09437 | 13 | 0.8 | Null | Null | Null | Null | Null | Null | Null | Null | Null
0.05856 | 7 | 0.09437 | 13 | 0.9 | Null | Null | Null | Null | Null | Null | Null | Null | Null
0.05856 | 7 | 0.09437 | 13 | 1 | Null | Null | Null | Null | Null | Null | Null | Null | Null
0.05856 | 7 | 0.09437 | 13.5 | 0.15 | Null | Null | Null | Null | Null | Null | Null | Null | Null
0.05856 | 7 | 0.09437 | 13.5 | 0.2 | Null | Null | Null | Null | Null | Null | Null | Null | Null
0.05856 | 7 | 0.09437 | 13.5 | 0.3 | Null | Null | Null | Null | Null | Null | Null | Null | Null
0.05856 | 7 | 0.09437 | 13.5 | 0.4 | Null | Null | Null | Null | Null | Null | Null | Null | Null
0.05856 | 7 | 0.09437 | 13.5 | 0.5 | Null | Null | Null | Null | Null | Null | Null | Null | Null
0.05856 | 7 | 0.09437 | 13.5 | 0.6 | Null | Null | Null | Null | Null | Null | Null | Null | Null
0.05856 | 7 | 0.09437 | 13.5 | 0.7 | Null | Null | Null | Null | Null | Null | Null | Null | Null
0.05856 | 7 | 0.09437 | 13.5 | 0.8 | Null | Null | Null | Null | Null | Null | Null | Null | Null
0.05856 | 7 | 0.09437 | 13.5 | 0.9 | Null | Null | Null | Null | Null | Null | Null | Null | Null
0.05856 | 7 | 0.09437 | 13.5 | 1 | Null | Null | Null | Null | Null | Null | Null | Null | Null
0.05856 | 7 | 0.09437 | 14 | 0.15 | Null | Null | Null | Null | Null | Null | Null | Null | Null
0.05856 | 7 | 0.09437 | 14 | 0.2 | Null | Null | Null | Null | Null | Null | Null | Null | Null
0.05856 | 7 | 0.09437 | 14 | 0.3 | Null | Null | Null | Null | Null | Null | Null | Null | Null
0.05856 | 7 | 0.09437 | 14 | 0.4 | Null | Null | Null | Null | Null | Null | Null | Null | Null
0.05856 | 7 | 0.09437 | 14 | 0.5 | Null | Null | Null | Null | Null | Null | Null | Null | Null
0.05856 | 7 | 0.09437 | 14 | 0.6 | Null | Null | Null | Null | Null | Null | Null | Null | Null
0.05856 | 7 | 0.09437 | 14 | 0.7 | Null | Null | Null | Null | Null | Null | Null | Null | Null
0.05856 | 7 | 0.09437 | 14 | 0.8 | Null | Null | Null | Null | Null | Null | Null | Null | Null
0.05856 | 7 | 0.09437 | 14 | 0.9 | Null | Null | Null | Null | Null | Null | Null | Null | Null
0.05856 | 7 | 0.09437 | 14 | 1 | Null | Null | Null | Null | Null | Null | Null | Null | Null
0.05856 | 7 | 0.09437 | 14.5 | 0.15 | Null | Null | Null | Null | Null | Null | Null | Null | Null
0.05856 | 7 | 0.09437 | 14.5 | 0.2 | Null | Null | Null | Null | Null | Null | Null | Null | Null
0.05856 | 7 | 0.09437 | 14.5 | 0.3 | Null | Null | Null | Null | Null | Null | Null | Null | Null
0.05856 | 7 | 0.09437 | 14.5 | 0.4 | Null | Null | Null | Null | Null | Null | Null | Null | Null
0.05856 | 7 | 0.09437 | 14.5 | 0.5 | Null | Null | Null | Null | Null | Null | Null | Null | Null
0.05856 | 7 | 0.09437 | 14.5 | 0.6 | Null | Null | Null | Null | Null | Null | Null | Null | Null
0.05856 | 7 | 0.09437 | 14.5 | 0.7 | Null | Null | Null | Null | Null | Null | Null | Null | Null
0.05856 | 7 | 0.09437 | 14.5 | 0.8 | Null | Null | Null | Null | Null | Null | Null | Null | Null
0.05856 | 7 | 0.09437 | 14.5 | 0.9 | Null | Null | Null | Null | Null | Null | Null | Null | Null
0.05856 | 7 | 0.09437 | 14.5 | 1 | Null | Null | Null | Null | Null | Null | Null | Null | Null
0.05856 | 7 | 0.09437 | 15 | 0.15 | Null | Null | Null | Null | Null | Null | Null | Null | Null
0.05856 | 7 | 0.09437 | 15 | 0.2 | Null | Null | Null | Null | Null | Null | Null | Null | Null
0.05856 | 7 | 0.09437 | 15 | 0.3 | Null | Null | Null | Null | Null | Null | Null | Null | Null
0.05856 | 7 | 0.09437 | 15 | 0.4 | Null | Null | Null | Null | Null | Null | Null | Null | Null
0.05856 | 7 | 0.09437 | 15 | 0.5 | Null | Null | Null | Null | Null | Null | Null | Null | Null
0.05856 | 7 | 0.09437 | 15 | 0.6 | Null | Null | Null | Null | Null | Null | Null | Null | Null
0.05856 | 7 | 0.09437 | 15 | 0.7 | Null | Null | Null | Null | Null | Null | Null | Null | Null
0.05856 | 7 | 0.09437 | 15 | 0.8 | Null | Null | Null | Null | Null | Null | Null | Null | Null
0.05856 | 7 | 0.09437 | 15 | 0.9 | Null | Null | Null | Null | Null | Null | Null | Null | Null
0.05856 | 7 | 0.09437 | 15 | 1 | Null | Null | Null | Null | Null | Null | Null | Null | Null
0.05856 | 7 | 0.09437 | 15.5 | 0.15 | Null | Null | Null | Null | Null | Null | Null | Null | Null
0.05856 | 7 | 0.09437 | 15.5 | 0.2 | Null | Null | Null | Null | Null | Null | Null | Null | Null
0.05856 | 7 | 0.09437 | 15.5 | 0.3 | Null | Null | Null | Null | Null | Null | Null | Null | Null
0.05856 | 7 | 0.09437 | 15.5 | 0.4 | Null | Null | Null | Null | Null | Null | Null | Null | Null
0.05856 | 7 | 0.09437 | 15.5 | 0.5 | Null | Null | Null | Null | Null | Null | Null | Null | Null
0.05856 | 7 | 0.09437 | 15.5 | 0.6 | Null | Null | Null | Null | Null | Null | Null | Null | Null
0.05856 | 7 | 0.09437 | 15.5 | 0.7 | Null | Null | Null | Null | Null | Null | Null | Null | Null
0.05856 | 7 | 0.09437 | 15.5 | 0.8 | Null | Null | Null | Null | Null | Null | Null | Null | Null
0.05856 | 7 | 0.09437 | 15.5 | 0.9 | Null | Null | Null | Null | Null | Null | Null | Null | Null
0.05856 | 7 | 0.09437 | 15.5 | 1 | Null | Null | Null | Null | Null | Null | Null | Null | Null
0.05856 | 7 | 0.09437 | 16 | 0.15 | Null | Null | Null | Null | Null | Null | Null | Null | Null
0.05856 | 7 | 0.09437 | 16 | 0.2 | Null | Null | Null | Null | Null | Null | Null | Null | Null
0.05856 | 7 | 0.09437 | 16 | 0.3 | Null | Null | Null | Null | Null | Null | Null | Null | Null
0.05856 | 7 | 0.09437 | 16 | 0.4 | Null | Null | Null | Null | Null | Null | Null | Null | Null
0.05856 | 7 | 0.09437 | 16 | 0.5 | Null | Null | Null | Null | Null | Null | Null | Null | Null
0.05856 | 7 | 0.09437 | 16 | 0.6 | Null | Null | Null | Null | Null | Null | Null | Null | Null
0.05856 | 7 | 0.09437 | 16 | 0.7 | Null | Null | Null | Null | Null | Null | Null | Null | Null
0.05856 | 7 | 0.09437 | 16 | 0.8 | Null | Null | Null | Null | Null | Null | Null | Null | Null
0.05856 | 7 | 0.09437 | 16 | 0.9 | Null | Null | Null | Null | Null | Null | Null | Null | Null
0.05856 | 7 | 0.09437 | 16 | 1 | Null | Null | Null | Null | Null | Null | Null | Null | Null
0.05856 | 7 | 0.09437 | 16.5 | 0.15 | Null | Null | Null | Null | Null | Null | Null | Null | Null
0.05856 | 7 | 0.09437 | 16.5 | 0.2 | Null | Null | Null | Null | Null | Null | Null | Null | Null
0.05856 | 7 | 0.09437 | 16.5 | 0.3 | Null | Null | Null | Null | Null | Null | Null | Null | Null
0.05856 | 7 | 0.09437 | 16.5 | 0.4 | Null | Null | Null | Null | Null | Null | Null | Null | Null
0.05856 | 7 | 0.09437 | 16.5 | 0.5 | Null | Null | Null | Null | Null | Null | Null | Null | Null
0.05856 | 7 | 0.09437 | 16.5 | 0.6 | Null | Null | Null | Null | Null | Null | Null | Null | Null
0.05856 | 7 | 0.09437 | 16.5 | 0.7 | Null | Null | Null | Null | Null | Null | Null | Null | Null
0.05856 | 7 | 0.09437 | 16.5 | 0.8 | Null | Null | Null | Null | Null | Null | Null | Null | Null
0.05856 | 7 | 0.09437 | 16.5 | 0.9 | Null | Null | Null | Null | Null | Null | Null | Null | Null
0.05856 | 7 | 0.09437 | 16.5 | 1 | Null | Null | Null | Null | Null | Null | Null | Null | Null
0.05856 | 7 | 0.09437 | 17 | 0.15 | Null | Null | Null | Null | Null | Null | Null | Null | Null
0.05856 | 7 | 0.09437 | 17 | 0.2 | Null | Null | Null | Null | Null | Null | Null | Null | Null
0.05856 | 7 | 0.09437 | 17 | 0.3 | Null | Null | Null | Null | Null | Null | Null | Null | Null
0.05856 | 7 | 0.09437 | 17 | 0.4 | Null | Null | Null | Null | Null | Null | Null | Null | Null
0.05856 | 7 | 0.09437 | 17 | 0.5 | Null | Null | Null | Null | Null | Null | Null | Null | Null
0.05856 | 7 | 0.09437 | 17 | 0.6 | Null | Null | Null | Null | Null | Null | Null | Null | Null
0.05856 | 7 | 0.09437 | 17 | 0.7 | Null | Null | Null | Null | Null | Null | Null | Null | Null
0.05856 | 7 | 0.09437 | 17 | 0.8 | Null | Null | Null | Null | Null | Null | Null | Null | Null
0.05856 | 7 | 0.09437 | 17 | 0.9 | Null | Null | Null | Null | Null | Null | Null | Null | Null
0.05856 | 7 | 0.09437 | 17 | 1 | Null | Null | Null | Null | Null | Null | Null | Null | Null
0.05856 | 7 | 0.09437 | 17.5 | 0.15 | Null | Null | Null | Null | Null | Null | Null | Null | Null
0.05856 | 7 | 0.09437 | 17.5 | 0.2 | Null | Null | Null | Null | Null | Null | Null | Null | Null
0.05856 | 7 | 0.09437 | 17.5 | 0.3 | Null | Null | Null | Null | Null | Null | Null | Null | Null
0.05856 | 7 | 0.09437 | 17.5 | 0.4 | Null | Null | Null | Null | Null | Null | Null | Null | Null
0.05856 | 7 | 0.09437 | 17.5 | 0.5 | Null | Null | Null | Null | Null | Null | Null | Null | Null
0.05856 | 7 | 0.09437 | 17.5 | 0.6 | Null | Null | Null | Null | Null | Null | Null | Null | Null
0.05856 | 7 | 0.09437 | 17.5 | 0.7 | Null | Null | Null | Null | Null | Null | Null | Null | Null
0.05856 | 7 | 0.09437 | 17.5 | 0.8 | Null | Null | Null | Null | Null | Null | Null | Null | Null
0.05856 | 7 | 0.09437 | 17.5 | 0.9 | Null | Null | Null | Null | Null | Null | Null | Null | Null
0.05856 | 7 | 0.09437 | 17.5 | 1 | Null | Null | Null | Null | Null | Null | Null | Null | Null
0.05856 | 7 | 0.09437 | 18 | 0.15 | Null | Null | Null | Null | Null | Null | Null | Null | Null
0.05856 | 7 | 0.09437 | 18 | 0.2 | Null | Null | Null | Null | Null | Null | Null | Null | Null
0.05856 | 7 | 0.09437 | 18 | 0.3 | Null | Null | Null | Null | Null | Null | Null | Null | Null
0.05856 | 7 | 0.09437 | 18 | 0.4 | Null | Null | Null | Null | Null | Null | Null | Null | Null
0.05856 | 7 | 0.09437 | 18 | 0.5 | Null | Null | Null | Null | Null | Null | Null | Null | Null
0.05856 | 7 | 0.09437 | 18 | 0.6 | Null | Null | Null | Null | Null | Null | Null | Null | Null
0.05856 | 7 | 0.09437 | 18 | 0.7 | Null | Null | Null | Null | Null | Null | Null | Null | Null
0.05856 | 7 | 0.09437 | 18 | 0.8 | Null | Null | Null | Null | Null | Null | Null | Null | Null
0.05856 | 7 | 0.09437 | 18 | 0.9 | Null | Null | Null | Null | Null | Null | Null | Null | Null
0.05856 | 7 | 0.09437 | 18 | 1 | Null | Null | Null | Null | Null | Null | Null | Null | Null
0.05856 | 7 | 0.09437 | 21 | 0.15 | Null | Null | Null | Null | Null | Null | Null | Null | Null
0.05856 | 7 | 0.09437 | 21 | 0.2 | Null | Null | Null | Null | Null | Null | Null | Null | Null
0.05856 | 7 | 0.09437 | 21 | 0.3 | Null | Null | Null | Null | Null | Null | Null | Null | Null
0.05856 | 7 | 0.09437 | 21 | 0.4 | Null | Null | Null | Null | Null | Null | Null | Null | Null
0.05856 | 7 | 0.09437 | 21 | 0.5 | Null | Null | Null | Null | Null | Null | Null | Null | Null
0.05856 | 7 | 0.09437 | 21 | 0.6 | Null | Null | Null | Null | Null | Null | Null | Null | Null
0.05856 | 7 | 0.09437 | 21 | 0.7 | Null | Null | Null | Null | Null | Null | Null | Null | Null
0.05856 | 7 | 0.09437 | 21 | 0.8 | Null | Null | Null | Null | Null | Null | Null | Null | Null
0.05856 | 7 | 0.09437 | 21 | 0.9 | Null | Null | Null | Null | Null | Null | Null | Null | Null
0.05856 | 7 | 0.09437 | 21 | 1 | Null | Null | Null | Null | Null | Null | Null | Null | Null
0.05856 | 7 | 0.09437 | 24 | 0.15 | Null | Null | Null | Null | Null | Null | Null | Null | Null
0.05856 | 7 | 0.09437 | 24 | 0.2 | Null | Null | Null | Null | Null | Null | Null | Null | Null
0.05856 | 7 | 0.09437 | 24 | 0.3 | Null | Null | Null | Null | Null | Null | Null | Null | Null
0.05856 | 7 | 0.09437 | 24 | 0.4 | Null | Null | Null | Null | Null | Null | Null | Null | Null
0.05856 | 7 | 0.09437 | 24 | 0.5 | Null | Null | Null | Null | Null | Null | Null | Null | Null
0.05856 | 7 | 0.09437 | 24 | 0.6 | Null | Null | Null | Null | Null | Null | Null | Null | Null
0.05856 | 7 | 0.09437 | 24 | 0.7 | Null | Null | Null | Null | Null | Null | Null | Null | Null
0.05856 | 7 | 0.09437 | 24 | 0.8 | Null | Null | Null | Null | Null | Null | Null | Null | Null
0.05856 | 7 | 0.09437 | 24 | 0.9 | Null | Null | Null | Null | Null | Null | Null | Null | Null
0.05856 | 7 | 0.09437 | 24 | 1 | Null | Null | Null | Null | Null | Null | Null | Null | Null
0.05856 | 7 | 0.09437 | 27 | 0.15 | Null | Null | Null | Null | Null | Null | Null | Null | Null
0.05856 | 7 | 0.09437 | 27 | 0.2 | Null | Null | Null | Null | Null | Null | Null | Null | Null
0.05856 | 7 | 0.09437 | 27 | 0.3 | Null | Null | Null | Null | Null | Null | Null | Null | Null
0.05856 | 7 | 0.09437 | 27 | 0.4 | Null | Null | Null | Null | Null | Null | Null | Null | Null
0.05856 | 7 | 0.09437 | 27 | 0.5 | Null | Null | Null | Null | Null | Null | Null | Null | Null
0.05856 | 7 | 0.09437 | 27 | 0.6 | Null | Null | Null | Null | Null | Null | Null | Null | Null
0.05856 | 7 | 0.09437 | 27 | 0.7 | Null | Null | Null | Null | Null | Null | Null | Null | Null
0.05856 | 7 | 0.09437 | 27 | 0.8 | Null | Null | Null | Null | Null | Null | Null | Null | Null
0.05856 | 7 | 0.09437 | 27 | 0.9 | Null | Null | Null | Null | Null | Null | Null | Null | Null
0.05856 | 7 | 0.09437 | 27 | 1 | Null | Null | Null | Null | Null | Null | Null | Null | Null
0.05856 | 7 | 0.09437 | 30 | 0.15 | Null | Null | Null | Null | Null | Null | Null | Null | Null
0.05856 | 7 | 0.09437 | 30 | 0.2 | Null | Null | Null | Null | Null | Null | Null | Null | Null
0.05856 | 7 | 0.09437 | 30 | 0.3 | Null | Null | Null | Null | Null | Null | Null | Null | Null
0.05856 | 7 | 0.09437 | 30 | 0.4 | Null | Null | Null | Null | Null | Null | Null | Null | Null
0.05856 | 7 | 0.09437 | 30 | 0.5 | Null | Null | Null | Null | Null | Null | Null | Null | Null
0.05856 | 7 | 0.09437 | 30 | 0.6 | Null | Null | Null | Null | Null | Null | Null | Null | Null
0.05856 | 7 | 0.09437 | 30 | 0.7 | Null | Null | Null | Null | Null | Null | Null | Null | Null
0.05856 | 7 | 0.09437 | 30 | 0.8 | Null | Null | Null | Null | Null | Null | Null | Null | Null
0.05856 | 7 | 0.09437 | 30 | 0.9 | Null | Null | Null | Null | Null | Null | Null | Null | Null
0.05856 | 7 | 0.09437 | 30 | 1 | Null | Null | Null | Null | Null | Null | Null | Null | Null
0.05856 | 7 | 0.09644 | 10.5 | 0.15 | Null | Null | Null | Null | Null | Null | Null | Null | Null
0.05856 | 7 | 0.09644 | 10.5 | 0.2 | Null | Null | Null | Null | Null | Null | Null | Null | Null
0.05856 | 7 | 0.09644 | 10.5 | 0.3 | Null | Null | Null | Null | Null | Null | Null | Null | Null
0.05856 | 7 | 0.09644 | 10.5 | 0.4 | Null | Null | Null | Null | Null | Null | Null | Null | Null
0.05856 | 7 | 0.09644 | 10.5 | 0.5 | Null | Null | Null | Null | Null | Null | Null | Null | Null
0.05856 | 7 | 0.09644 | 10.5 | 0.6 | Null | Null | Null | Null | Null | Null | Null | Null | Null
0.05856 | 7 | 0.09644 | 10.5 | 0.7 | Null | Null | Null | Null | Null | Null | Null | Null | Null
0.05856 | 7 | 0.09644 | 10.5 | 0.8 | Null | Null | Null | Null | Null | Null | Null | Null | Null
0.05856 | 7 | 0.09644 | 10.5 | 0.9 | Null | Null | Null | Null | Null | Null | Null | Null | Null
0.05856 | 7 | 0.09644 | 10.5 | 1 | Null | Null | Null | Null | Null | Null | Null | Null | Null
0.05856 | 7 | 0.09644 | 11 | 0.15 | Null | Null | Null | Null | Null | Null | Null | Null | Null
0.05856 | 7 | 0.09644 | 11 | 0.2 | Null | Null | Null | Null | Null | Null | Null | Null | Null
0.05856 | 7 | 0.09644 | 11 | 0.3 | Null | Null | Null | Null | Null | Null | Null | Null | Null
0.05856 | 7 | 0.09644 | 11 | 0.4 | Null | Null | Null | Null | Null | Null | Null | Null | Null
0.05856 | 7 | 0.09644 | 11 | 0.5 | Null | Null | Null | Null | Null | Null | Null | Null | Null
0.05856 | 7 | 0.09644 | 11 | 0.6 | Null | Null | Null | Null | Null | Null | Null | Null | Null
0.05856 | 7 | 0.09644 | 11 | 0.7 | Null | Null | Null | Null | Null | Null | Null | Null | Null
0.05856 | 7 | 0.09644 | 11 | 0.8 | Null | Null | Null | Null | Null | Null | Null | Null | Null
0.05856 | 7 | 0.09644 | 11 | 0.9 | Null | Null | Null | Null | Null | Null | Null | Null | Null
0.05856 | 7 | 0.09644 | 11 | 1 | Null | Null | Null | Null | Null | Null | Null | Null | Null
0.05856 | 7 | 0.09644 | 11.5 | 0.15 | Null | Null | Null | Null | Null | Null | Null | Null | Null
0.05856 | 7 | 0.09644 | 11.5 | 0.2 | Null | Null | Null | Null | Null | Null | Null | Null | Null
0.05856 | 7 | 0.09644 | 11.5 | 0.3 | Null | Null | Null | Null | Null | Null | Null | Null | Null
0.05856 | 7 | 0.09644 | 11.5 | 0.4 | Null | Null | Null | Null | Null | Null | Null | Null | Null
0.05856 | 7 | 0.09644 | 11.5 | 0.5 | Null | Null | Null | Null | Null | Null | Null | Null | Null
0.05856 | 7 | 0.09644 | 11.5 | 0.6 | Null | Null | Null | Null | Null | Null | Null | Null | Null
0.05856 | 7 | 0.09644 | 11.5 | 0.7 | Null | Null | Null | Null | Null | Null | Null | Null | Null
0.05856 | 7 | 0.09644 | 11.5 | 0.8 | Null | Null | Null | Null | Null | Null | Null | Null | Null
0.05856 | 7 | 0.09644 | 11.5 | 0.9 | Null | Null | Null | Null | Null | Null | Null | Null | Null
0.05856 | 7 | 0.09644 | 11.5 | 1 | Null | Null | Null | Null | Null | Null | Null | Null | Null
0.05856 | 7 | 0.09644 | 12 | 0.15 | Null | Null | Null | Null | Null | Null | Null | Null | Null
0.05856 | 7 | 0.09644 | 12 | 0.2 | Null | Null | Null | Null | Null | Null | Null | Null | Null
0.05856 | 7 | 0.09644 | 12 | 0.3 | Null | Null | Null | Null | Null | Null | Null | Null | Null
0.05856 | 7 | 0.09644 | 12 | 0.4 | Null | Null | Null | Null | Null | Null | Null | Null | Null
0.05856 | 7 | 0.09644 | 12 | 0.5 | Null | Null | Null | Null | Null | Null | Null | Null | Null
0.05856 | 7 | 0.09644 | 12 | 0.6 | Null | Null | Null | Null | Null | Null | Null | Null | Null
0.05856 | 7 | 0.09644 | 12 | 0.7 | Null | Null | Null | Null | Null | Null | Null | Null | Null
0.05856 | 7 | 0.09644 | 12 | 0.8 | Null | Null | Null | Null | Null | Null | Null | Null | Null
0.05856 | 7 | 0.09644 | 12 | 0.9 | Null | Null | Null | Null | Null | Null | Null | Null | Null
0.05856 | 7 | 0.09644 | 12 | 1 | Null | Null | Null | Null | Null | Null | Null | Null | Null
0.05856 | 7 | 0.09644 | 12.5 | 0.15 | Null | Null | Null | Null | Null | Null | Null | Null | Null
0.05856 | 7 | 0.09644 | 12.5 | 0.2 | Null | Null | Null | Null | Null | Null | Null | Null | Null
0.05856 | 7 | 0.09644 | 12.5 | 0.3 | Null | Null | Null | Null | Null | Null | Null | Null | Null
0.05856 | 7 | 0.09644 | 12.5 | 0.4 | Null | Null | Null | Null | Null | Null | Null | Null | Null
0.05856 | 7 | 0.09644 | 12.5 | 0.5 | Null | Null | Null | Null | Null | Null | Null | Null | Null
0.05856 | 7 | 0.09644 | 12.5 | 0.6 | Null | Null | Null | Null | Null | Null | Null | Null | Null
0.05856 | 7 | 0.09644 | 12.5 | 0.7 | Null | Null | Null | Null | Null | Null | Null | Null | Null
0.05856 | 7 | 0.09644 | 12.5 | 0.8 | Null | Null | Null | Null | Null | Null | Null | Null | Null
0.05856 | 7 | 0.09644 | 12.5 | 0.9 | Null | Null | Null | Null | Null | Null | Null | Null | Null
0.05856 | 7 | 0.09644 | 12.5 | 1 | Null | Null | Null | Null | Null | Null | Null | Null | Null
0.05856 | 7 | 0.09644 | 13 | 0.15 | Null | Null | Null | Null | Null | Null | Null | Null | Null
0.05856 | 7 | 0.09644 | 13 | 0.2 | Null | Null | Null | Null | Null | Null | Null | Null | Null
0.05856 | 7 | 0.09644 | 13 | 0.3 | Null | Null | Null | Null | Null | Null | Null | Null | Null
0.05856 | 7 | 0.09644 | 13 | 0.4 | Null | Null | Null | Null | Null | Null | Null | Null | Null
0.05856 | 7 | 0.09644 | 13 | 0.5 | Null | Null | Null | Null | Null | Null | Null | Null | Null
0.05856 | 7 | 0.09644 | 13 | 0.6 | Null | Null | Null | Null | Null | Null | Null | Null | Null
0.05856 | 7 | 0.09644 | 13 | 0.7 | Null | Null | Null | Null | Null | Null | Null | Null | Null
0.05856 | 7 | 0.09644 | 13 | 0.8 | Null | Null | Null | Null | Null | Null | Null | Null | Null
0.05856 | 7 | 0.09644 | 13 | 0.9 | Null | Null | Null | Null | Null | Null | Null | Null | Null
0.05856 | 7 | 0.09644 | 13 | 1 | Null | Null | Null | Null | Null | Null | Null | Null | Null
0.05856 | 7 | 0.09644 | 13.5 | 0.15 | Null | Null | Null | Null | Null | Null | Null | Null | Null
0.05856 | 7 | 0.09644 | 13.5 | 0.2 | Null | Null | Null | Null | Null | Null | Null | Null | Null
0.05856 | 7 | 0.09644 | 13.5 | 0.3 | Null | Null | Null | Null | Null | Null | Null | Null | Null
0.05856 | 7 | 0.09644 | 13.5 | 0.4 | Null | Null | Null | Null | Null | Null | Null | Null | Null
0.05856 | 7 | 0.09644 | 13.5 | 0.5 | Null | Null | Null | Null | Null | Null | Null | Null | Null
0.05856 | 7 | 0.09644 | 13.5 | 0.6 | Null | Null | Null | Null | Null | Null | Null | Null | Null
0.05856 | 7 | 0.09644 | 13.5 | 0.7 | Null | Null | Null | Null | Null | Null | Null | Null | Null
0.05856 | 7 | 0.09644 | 13.5 | 0.8 | Null | Null | Null | Null | Null | Null | Null | Null | Null
0.05856 | 7 | 0.09644 | 13.5 | 0.9 | Null | Null | Null | Null | Null | Null | Null | Null | Null
0.05856 | 7 | 0.09644 | 13.5 | 1 | Null | Null | Null | Null | Null | Null | Null | Null | Null
0.05856 | 7 | 0.09644 | 14 | 0.15 | Null | Null | Null | Null | Null | Null | Null | Null | Null
0.05856 | 7 | 0.09644 | 14 | 0.2 | Null | Null | Null | Null | Null | Null | Null | Null | Null
0.05856 | 7 | 0.09644 | 14 | 0.3 | Null | Null | Null | Null | Null | Null | Null | Null | Null
0.05856 | 7 | 0.09644 | 14 | 0.4 | Null | Null | Null | Null | Null | Null | Null | Null | Null
0.05856 | 7 | 0.09644 | 14 | 0.5 | Null | Null | Null | Null | Null | Null | Null | Null | Null
0.05856 | 7 | 0.09644 | 14 | 0.6 | Null | Null | Null | Null | Null | Null | Null | Null | Null
0.05856 | 7 | 0.09644 | 14 | 0.7 | Null | Null | Null | Null | Null | Null | Null | Null | Null
0.05856 | 7 | 0.09644 | 14 | 0.8 | Null | Null | Null | Null | Null | Null | Null | Null | Null
0.05856 | 7 | 0.09644 | 14 | 0.9 | Null | Null | Null | Null | Null | Null | Null | Null | Null
0.05856 | 7 | 0.09644 | 14 | 1 | Null | Null | Null | Null | Null | Null | Null | Null | Null
0.05856 | 7 | 0.09644 | 14.5 | 0.15 | Null | Null | Null | Null | Null | Null | Null | Null | Null
0.05856 | 7 | 0.09644 | 14.5 | 0.2 | Null | Null | Null | Null | Null | Null | Null | Null | Null
0.05856 | 7 | 0.09644 | 14.5 | 0.3 | Null | Null | Null | Null | Null | Null | Null | Null | Null
0.05856 | 7 | 0.09644 | 14.5 | 0.4 | Null | Null | Null | Null | Null | Null | Null | Null | Null
0.05856 | 7 | 0.09644 | 14.5 | 0.5 | Null | Null | Null | Null | Null | Null | Null | Null | Null
0.05856 | 7 | 0.09644 | 14.5 | 0.6 | Null | Null | Null | Null | Null | Null | Null | Null | Null
0.05856 | 7 | 0.09644 | 14.5 | 0.7 | Null | Null | Null | Null | Null | Null | Null | Null | Null
0.05856 | 7 | 0.09644 | 14.5 | 0.8 | Null | Null | Null | Null | Null | Null | Null | Null | Null
0.05856 | 7 | 0.09644 | 14.5 | 0.9 | Null | Null | Null | Null | Null | Null | Null | Null | Null
0.05856 | 7 | 0.09644 | 14.5 | 1 | Null | Null | Null | Null | Null | Null | Null | Null | Null
0.05856 | 7 | 0.09644 | 15 | 0.15 | Null | Null | Null | Null | Null | Null | Null | Null | Null
0.05856 | 7 | 0.09644 | 15 | 0.2 | Null | Null | Null | Null | Null | Null | Null | Null | Null
0.05856 | 7 | 0.09644 | 15 | 0.3 | Null | Null | Null | Null | Null | Null | Null | Null | Null
0.05856 | 7 | 0.09644 | 15 | 0.4 | Null | Null | Null | Null | Null | Null | Null | Null | Null
0.05856 | 7 | 0.09644 | 15 | 0.5 | Null | Null | Null | Null | Null | Null | Null | Null | Null
0.05856 | 7 | 0.09644 | 15 | 0.6 | Null | Null | Null | Null | Null | Null | Null | Null | Null
0.05856 | 7 | 0.09644 | 15 | 0.7 | Null | Null | Null | Null | Null | Null | Null | Null | Null
0.05856 | 7 | 0.09644 | 15 | 0.8 | Null | Null | Null | Null | Null | Null | Null | Null | Null
0.05856 | 7 | 0.09644 | 15 | 0.9 | Null | Null | Null | Null | Null | Null | Null | Null | Null
0.05856 | 7 | 0.09644 | 15 | 1 | Null | Null | Null | Null | Null | Null | Null | Null | Null
0.05856 | 7 | 0.09644 | 15.5 | 0.15 | Null | Null | Null | Null | Null | Null | Null | Null | Null
0.05856 | 7 | 0.09644 | 15.5 | 0.2 | Null | Null | Null | Null | Null | Null | Null | Null | Null
0.05856 | 7 | 0.09644 | 15.5 | 0.3 | Null | Null | Null | Null | Null | Null | Null | Null | Null
0.05856 | 7 | 0.09644 | 15.5 | 0.4 | Null | Null | Null | Null | Null | Null | Null | Null | Null
0.05856 | 7 | 0.09644 | 15.5 | 0.5 | Null | Null | Null | Null | Null | Null | Null | Null | Null
0.05856 | 7 | 0.09644 | 15.5 | 0.6 | Null | Null | Null | Null | Null | Null | Null | Null | Null
0.05856 | 7 | 0.09644 | 15.5 | 0.7 | Null | Null | Null | Null | Null | Null | Null | Null | Null
0.05856 | 7 | 0.09644 | 15.5 | 0.8 | Null | Null | Null | Null | Null | Null | Null | Null | Null
0.05856 | 7 | 0.09644 | 15.5 | 0.9 | Null | Null | Null | Null | Null | Null | Null | Null | Null
0.05856 | 7 | 0.09644 | 15.5 | 1 | Null | Null | Null | Null | Null | Null | Null | Null | Null
0.05856 | 7 | 0.09644 | 16 | 0.15 | Null | Null | Null | Null | Null | Null | Null | Null | Null
0.05856 | 7 | 0.09644 | 16 | 0.2 | Null | Null | Null | Null | Null | Null | Null | Null | Null
0.05856 | 7 | 0.09644 | 16 | 0.3 | Null | Null | Null | Null | Null | Null | Null | Null | Null
0.05856 | 7 | 0.09644 | 16 | 0.4 | Null | Null | Null | Null | Null | Null | Null | Null | Null
0.05856 | 7 | 0.09644 | 16 | 0.5 | Null | Null | Null | Null | Null | Null | Null | Null | Null
0.05856 | 7 | 0.09644 | 16 | 0.6 | Null | Null | Null | Null | Null | Null | Null | Null | Null
0.05856 | 7 | 0.09644 | 16 | 0.7 | Null | Null | Null | Null | Null | Null | Null | Null | Null
0.05856 | 7 | 0.09644 | 16 | 0.8 | Null | Null | Null | Null | Null | Null | Null | Null | Null
0.05856 | 7 | 0.09644 | 16 | 0.9 | Null | Null | Null | Null | Null | Null | Null | Null | Null
0.05856 | 7 | 0.09644 | 16 | 1 | Null | Null | Null | Null | Null | Null | Null | Null | Null
0.05856 | 7 | 0.09644 | 16.5 | 0.15 | Null | Null | Null | Null | Null | Null | Null | Null | Null
0.05856 | 7 | 0.09644 | 16.5 | 0.2 | Null | Null | Null | Null | Null | Null | Null | Null | Null
0.05856 | 7 | 0.09644 | 16.5 | 0.3 | Null | Null | Null | Null | Null | Null | Null | Null | Null
0.05856 | 7 | 0.09644 | 16.5 | 0.4 | Null | Null | Null | Null | Null | Null | Null | Null | Null
0.05856 | 7 | 0.09644 | 16.5 | 0.5 | Null | Null | Null | Null | Null | Null | Null | Null | Null
0.05856 | 7 | 0.09644 | 16.5 | 0.6 | Null | Null | Null | Null | Null | Null | Null | Null | Null
0.05856 | 7 | 0.09644 | 16.5 | 0.7 | Null | Null | Null | Null | Null | Null | Null | Null | Null
0.05856 | 7 | 0.09644 | 16.5 | 0.8 | Null | Null | Null | Null | Null | Null | Null | Null | Null
0.05856 | 7 | 0.09644 | 16.5 | 0.9 | Null | Null | Null | Null | Null | Null | Null | Null | Null
0.05856 | 7 | 0.09644 | 16.5 | 1 | Null | Null | Null | Null | Null | Null | Null | Null | Null
0.05856 | 7 | 0.09644 | 17 | 0.15 | Null | Null | Null | Null | Null | Null | Null | Null | Null
0.05856 | 7 | 0.09644 | 17 | 0.2 | Null | Null | Null | Null | Null | Null | Null | Null | Null
0.05856 | 7 | 0.09644 | 17 | 0.3 | Null | Null | Null | Null | Null | Null | Null | Null | Null
0.05856 | 7 | 0.09644 | 17 | 0.4 | Null | Null | Null | Null | Null | Null | Null | Null | Null
0.05856 | 7 | 0.09644 | 17 | 0.5 | Null | Null | Null | Null | Null | Null | Null | Null | Null
0.05856 | 7 | 0.09644 | 17 | 0.6 | Null | Null | Null | Null | Null | Null | Null | Null | Null
0.05856 | 7 | 0.09644 | 17 | 0.7 | Null | Null | Null | Null | Null | Null | Null | Null | Null
0.05856 | 7 | 0.09644 | 17 | 0.8 | Null | Null | Null | Null | Null | Null | Null | Null | Null
0.05856 | 7 | 0.09644 | 17 | 0.9 | Null | Null | Null | Null | Null | Null | Null | Null | Null
0.05856 | 7 | 0.09644 | 17 | 1 | Null | Null | Null | Null | Null | Null | Null | Null | Null
0.05856 | 7 | 0.09644 | 17.5 | 0.15 | Null | Null | Null | Null | Null | Null | Null | Null | Null
0.05856 | 7 | 0.09644 | 17.5 | 0.2 | Null | Null | Null | Null | Null | Null | Null | Null | Null
0.05856 | 7 | 0.09644 | 17.5 | 0.3 | Null | Null | Null | Null | Null | Null | Null | Null | Null
0.05856 | 7 | 0.09644 | 17.5 | 0.4 | Null | Null | Null | Null | Null | Null | Null | Null | Null
0.05856 | 7 | 0.09644 | 17.5 | 0.5 | Null | Null | Null | Null | Null | Null | Null | Null | Null
0.05856 | 7 | 0.09644 | 17.5 | 0.6 | Null | Null | Null | Null | Null | Null | Null | Null | Null
0.05856 | 7 | 0.09644 | 17.5 | 0.7 | Null | Null | Null | Null | Null | Null | Null | Null | Null
0.05856 | 7 | 0.09644 | 17.5 | 0.8 | Null | Null | Null | Null | Null | Null | Null | Null | Null
0.05856 | 7 | 0.09644 | 17.5 | 0.9 | Null | Null | Null | Null | Null | Null | Null | Null | Null
0.05856 | 7 | 0.09644 | 17.5 | 1 | Null | Null | Null | Null | Null | Null | Null | Null | Null
0.05856 | 7 | 0.09644 | 18 | 0.15 | Null | Null | Null | Null | Null | Null | Null | Null | Null
0.05856 | 7 | 0.09644 | 18 | 0.2 | Null | Null | Null | Null | Null | Null | Null | Null | Null
0.05856 | 7 | 0.09644 | 18 | 0.3 | Null | Null | Null | Null | Null | Null | Null | Null | Null
0.05856 | 7 | 0.09644 | 18 | 0.4 | Null | Null | Null | Null | Null | Null | Null | Null | Null
0.05856 | 7 | 0.09644 | 18 | 0.5 | Null | Null | Null | Null | Null | Null | Null | Null | Null
0.05856 | 7 | 0.09644 | 18 | 0.6 | Null | Null | Null | Null | Null | Null | Null | Null | Null
0.05856 | 7 | 0.09644 | 18 | 0.7 | Null | Null | Null | Null | Null | Null | Null | Null | Null
0.05856 | 7 | 0.09644 | 18 | 0.8 | Null | Null | Null | Null | Null | Null | Null | Null | Null
0.05856 | 7 | 0.09644 | 18 | 0.9 | Null | Null | Null | Null | Null | Null | Null | Null | Null
0.05856 | 7 | 0.09644 | 18 | 1 | Null | Null | Null | Null | Null | Null | Null | Null | Null
0.05856 | 7 | 0.09644 | 21 | 0.15 | Null | Null | Null | Null | Null | Null | Null | Null | Null
0.05856 | 7 | 0.09644 | 21 | 0.2 | Null | Null | Null | Null | Null | Null | Null | Null | Null
0.05856 | 7 | 0.09644 | 21 | 0.3 | Null | Null | Null | Null | Null | Null | Null | Null | Null
0.05856 | 7 | 0.09644 | 21 | 0.4 | Null | Null | Null | Null | Null | Null | Null | Null | Null
0.05856 | 7 | 0.09644 | 21 | 0.5 | Null | Null | Null | Null | Null | Null | Null | Null | Null
0.05856 | 7 | 0.09644 | 21 | 0.6 | Null | Null | Null | Null | Null | Null | Null | Null | Null
0.05856 | 7 | 0.09644 | 21 | 0.7 | Null | Null | Null | Null | Null | Null | Null | Null | Null
0.05856 | 7 | 0.09644 | 21 | 0.8 | Null | Null | Null | Null | Null | Null | Null | Null | Null
0.05856 | 7 | 0.09644 | 21 | 0.9 | Null | Null | Null | Null | Null | Null | Null | Null | Null
0.05856 | 7 | 0.09644 | 21 | 1 | Null | Null | Null | Null | Null | Null | Null | Null | Null
0.05856 | 7 | 0.09644 | 24 | 0.15 | Null | Null | Null | Null | Null | Null | Null | Null | Null
0.05856 | 7 | 0.09644 | 24 | 0.2 | Null | Null | Null | Null | Null | Null | Null | Null | Null
0.05856 | 7 | 0.09644 | 24 | 0.3 | Null | Null | Null | Null | Null | Null | Null | Null | Null
0.05856 | 7 | 0.09644 | 24 | 0.4 | Null | Null | Null | Null | Null | Null | Null | Null | Null
0.05856 | 7 | 0.09644 | 24 | 0.5 | Null | Null | Null | Null | Null | Null | Null | Null | Null
0.05856 | 7 | 0.09644 | 24 | 0.6 | Null | Null | Null | Null | Null | Null | Null | Null | Null
0.05856 | 7 | 0.09644 | 24 | 0.7 | Null | Null | Null | Null | Null | Null | Null | Null | Null
0.05856 | 7 | 0.09644 | 24 | 0.8 | Null | Null | Null | Null | Null | Null | Null | Null | Null
0.05856 | 7 | 0.09644 | 24 | 0.9 | Null | Null | Null | Null | Null | Null | Null | Null | Null
0.05856 | 7 | 0.09644 | 24 | 1 | Null | Null | Null | Null | Null | Null | Null | Null | Null
0.05856 | 7 | 0.09644 | 27 | 0.15 | Null | Null | Null | Null | Null | Null | Null | Null | Null
0.05856 | 7 | 0.09644 | 27 | 0.2 | Null | Null | Null | Null | Null | Null | Null | Null | Null
0.05856 | 7 | 0.09644 | 27 | 0.3 | Null | Null | Null | Null | Null | Null | Null | Null | Null
0.05856 | 7 | 0.09644 | 27 | 0.4 | Null | Null | Null | Null | Null | Null | Null | Null | Null
0.05856 | 7 | 0.09644 | 27 | 0.5 | Null | Null | Null | Null | Null | Null | Null | Null | Null
0.05856 | 7 | 0.09644 | 27 | 0.6 | Null | Null | Null | Null | Null | Null | Null | Null | Null
0.05856 | 7 | 0.09644 | 27 | 0.7 | Null | Null | Null | Null | Null | Null | Null | Null | Null
0.05856 | 7 | 0.09644 | 27 | 0.8 | Null | Null | Null | Null | Null | Null | Null | Null | Null
0.05856 | 7 | 0.09644 | 27 | 0.9 | Null | Null | Null | Null | Null | Null | Null | Null | Null
0.05856 | 7 | 0.09644 | 27 | 1 | Null | Null | Null | Null | Null | Null | Null | Null | Null
0.05856 | 7 | 0.09644 | 30 | 0.15 | Null | Null | Null | Null | Null | Null | Null | Null | Null
0.05856 | 7 | 0.09644 | 30 | 0.2 | Null | Null | Null | Null | Null | Null | Null | Null | Null
0.05856 | 7 | 0.09644 | 30 | 0.3 | Null | Null | Null | Null | Null | Null | Null | Null | Null
0.05856 | 7 | 0.09644 | 30 | 0.4 | Null | Null | Null | Null | Null | Null | Null | Null | Null
0.05856 | 7 | 0.09644 | 30 | 0.5 | Null | Null | Null | Null | Null | Null | Null | Null | Null
0.05856 | 7 | 0.09644 | 30 | 0.6 | Null | Null | Null | Null | Null | Null | Null | Null | Null
0.05856 | 7 | 0.09644 | 30 | 0.7 | Null | Null | Null | Null | Null | Null | Null | Null | Null
0.05856 | 7 | 0.09644 | 30 | 0.8 | Null | Null | Null | Null | Null | Null | Null | Null | Null
0.05856 | 7 | 0.09644 | 30 | 0.9 | Null | Null | Null | Null | Null | Null | Null | Null | Null
0.05856 | 7 | 0.09644 | 30 | 1 | Null | Null | Null | Null | Null | Null | Null | Null | Null
0.05856 | 7 | 0.09737 | 10.5 | 0.15 | Null | Null | Null | Null | Null | Null | Null | Null | Null
0.05856 | 7 | 0.09737 | 10.5 | 0.2 | Null | Null | Null | Null | Null | Null | Null | Null | Null
0.05856 | 7 | 0.09737 | 10.5 | 0.3 | Null | Null | Null | Null | Null | Null | Null | Null | Null
0.05856 | 7 | 0.09737 | 10.5 | 0.4 | Null | Null | Null | Null | Null | Null | Null | Null | Null
0.05856 | 7 | 0.09737 | 10.5 | 0.5 | Null | Null | Null | Null | Null | Null | Null | Null | Null
0.05856 | 7 | 0.09737 | 10.5 | 0.6 | Null | Null | Null | Null | Null | Null | Null | Null | Null
0.05856 | 7 | 0.09737 | 10.5 | 0.7 | Null | Null | Null | Null | Null | Null | Null | Null | Null
0.05856 | 7 | 0.09737 | 10.5 | 0.8 | Null | Null | Null | Null | Null | Null | Null | Null | Null
0.05856 | 7 | 0.09737 | 10.5 | 0.9 | Null | Null | Null | Null | Null | Null | Null | Null | Null
0.05856 | 7 | 0.09737 | 10.5 | 1 | Null | Null | Null | Null | Null | Null | Null | Null | Null
0.05856 | 7 | 0.09737 | 11 | 0.15 | Null | Null | Null | Null | Null | Null | Null | Null | Null
0.05856 | 7 | 0.09737 | 11 | 0.2 | Null | Null | Null | Null | Null | Null | Null | Null | Null
0.05856 | 7 | 0.09737 | 11 | 0.3 | Null | Null | Null | Null | Null | Null | Null | Null | Null
0.05856 | 7 | 0.09737 | 11 | 0.4 | Null | Null | Null | Null | Null | Null | Null | Null | Null
0.05856 | 7 | 0.09737 | 11 | 0.5 | Null | Null | Null | Null | Null | Null | Null | Null | Null
0.05856 | 7 | 0.09737 | 11 | 0.6 | Null | Null | Null | Null | Null | Null | Null | Null | Null
0.05856 | 7 | 0.09737 | 11 | 0.7 | Null | Null | Null | Null | Null | Null | Null | Null | Null
0.05856 | 7 | 0.09737 | 11 | 0.8 | Null | Null | Null | Null | Null | Null | Null | Null | Null
0.05856 | 7 | 0.09737 | 11 | 0.9 | Null | Null | Null | Null | Null | Null | Null | Null | Null
0.05856 | 7 | 0.09737 | 11 | 1 | Null | Null | Null | Null | Null | Null | Null | Null | Null
0.05856 | 7 | 0.09737 | 11.5 | 0.15 | Null | Null | Null | Null | Null | Null | Null | Null | Null
0.05856 | 7 | 0.09737 | 11.5 | 0.2 | Null | Null | Null | Null | Null | Null | Null | Null | Null
0.05856 | 7 | 0.09737 | 11.5 | 0.3 | Null | Null | Null | Null | Null | Null | Null | Null | Null
0.05856 | 7 | 0.09737 | 11.5 | 0.4 | Null | Null | Null | Null | Null | Null | Null | Null | Null
0.05856 | 7 | 0.09737 | 11.5 | 0.5 | Null | Null | Null | Null | Null | Null | Null | Null | Null
0.05856 | 7 | 0.09737 | 11.5 | 0.6 | Null | Null | Null | Null | Null | Null | Null | Null | Null
0.05856 | 7 | 0.09737 | 11.5 | 0.7 | Null | Null | Null | Null | Null | Null | Null | Null | Null
0.05856 | 7 | 0.09737 | 11.5 | 0.8 | Null | Null | Null | Null | Null | Null | Null | Null | Null
0.05856 | 7 | 0.09737 | 11.5 | 0.9 | Null | Null | Null | Null | Null | Null | Null | Null | Null
0.05856 | 7 | 0.09737 | 11.5 | 1 | Null | Null | Null | Null | Null | Null | Null | Null | Null
0.05856 | 7 | 0.09737 | 12 | 0.15 | Null | Null | Null | Null | Null | Null | Null | Null | Null
0.05856 | 7 | 0.09737 | 12 | 0.2 | Null | Null | Null | Null | Null | Null | Null | Null | Null
0.05856 | 7 | 0.09737 | 12 | 0.3 | Null | Null | Null | Null | Null | Null | Null | Null | Null
0.05856 | 7 | 0.09737 | 12 | 0.4 | Null | Null | Null | Null | Null | Null | Null | Null | Null
0.05856 | 7 | 0.09737 | 12 | 0.5 | Null | Null | Null | Null | Null | Null | Null | Null | Null
0.05856 | 7 | 0.09737 | 12 | 0.6 | Null | Null | Null | Null | Null | Null | Null | Null | Null
0.05856 | 7 | 0.09737 | 12 | 0.7 | Null | Null | Null | Null | Null | Null | Null | Null | Null
0.05856 | 7 | 0.09737 | 12 | 0.8 | Null | Null | Null | Null | Null | Null | Null | Null | Null
0.05856 | 7 | 0.09737 | 12 | 0.9 | Null | Null | Null | Null | Null | Null | Null | Null | Null
0.05856 | 7 | 0.09737 | 12 | 1 | Null | Null | Null | Null | Null | Null | Null | Null | Null
0.05856 | 7 | 0.09737 | 12.5 | 0.15 | Null | Null | Null | Null | Null | Null | Null | Null | Null
0.05856 | 7 | 0.09737 | 12.5 | 0.2 | Null | Null | Null | Null | Null | Null | Null | Null | Null
0.05856 | 7 | 0.09737 | 12.5 | 0.3 | Null | Null | Null | Null | Null | Null | Null | Null | Null
0.05856 | 7 | 0.09737 | 12.5 | 0.4 | Null | Null | Null | Null | Null | Null | Null | Null | Null
0.05856 | 7 | 0.09737 | 12.5 | 0.5 | Null | Null | Null | Null | Null | Null | Null | Null | Null
0.05856 | 7 | 0.09737 | 12.5 | 0.6 | Null | Null | Null | Null | Null | Null | Null | Null | Null
0.05856 | 7 | 0.09737 | 12.5 | 0.7 | Null | Null | Null | Null | Null | Null | Null | Null | Null
0.05856 | 7 | 0.09737 | 12.5 | 0.8 | Null | Null | Null | Null | Null | Null | Null | Null | Null
0.05856 | 7 | 0.09737 | 12.5 | 0.9 | Null | Null | Null | Null | Null | Null | Null | Null | Null
0.05856 | 7 | 0.09737 | 12.5 | 1 | Null | Null | Null | Null | Null | Null | Null | Null | Null
0.05856 | 7 | 0.09737 | 13 | 0.15 | Null | Null | Null | Null | Null | Null | Null | Null | Null
0.05856 | 7 | 0.09737 | 13 | 0.2 | Null | Null | Null | Null | Null | Null | Null | Null | Null
0.05856 | 7 | 0.09737 | 13 | 0.3 | Null | Null | Null | Null | Null | Null | Null | Null | Null
0.05856 | 7 | 0.09737 | 13 | 0.4 | Null | Null | Null | Null | Null | Null | Null | Null | Null
0.05856 | 7 | 0.09737 | 13 | 0.5 | Null | Null | Null | Null | Null | Null | Null | Null | Null
0.05856 | 7 | 0.09737 | 13 | 0.6 | Null | Null | Null | Null | Null | Null | Null | Null | Null
0.05856 | 7 | 0.09737 | 13 | 0.7 | Null | Null | Null | Null | Null | Null | Null | Null | Null
0.05856 | 7 | 0.09737 | 13 | 0.8 | Null | Null | Null | Null | Null | Null | Null | Null | Null
0.05856 | 7 | 0.09737 | 13 | 0.9 | Null | Null | Null | Null | Null | Null | Null | Null | Null
0.05856 | 7 | 0.09737 | 13 | 1 | Null | Null | Null | Null | Null | Null | Null | Null | Null
0.05856 | 7 | 0.09737 | 13.5 | 0.15 | Null | Null | Null | Null | Null | Null | Null | Null | Null
0.05856 | 7 | 0.09737 | 13.5 | 0.2 | Null | Null | Null | Null | Null | Null | Null | Null | Null
0.05856 | 7 | 0.09737 | 13.5 | 0.3 | Null | Null | Null | Null | Null | Null | Null | Null | Null
0.05856 | 7 | 0.09737 | 13.5 | 0.4 | Null | Null | Null | Null | Null | Null | Null | Null | Null
0.05856 | 7 | 0.09737 | 13.5 | 0.5 | Null | Null | Null | Null | Null | Null | Null | Null | Null
0.05856 | 7 | 0.09737 | 13.5 | 0.6 | Null | Null | Null | Null | Null | Null | Null | Null | Null
0.05856 | 7 | 0.09737 | 13.5 | 0.7 | Null | Null | Null | Null | Null | Null | Null | Null | Null
0.05856 | 7 | 0.09737 | 13.5 | 0.8 | Null | Null | Null | Null | Null | Null | Null | Null | Null
0.05856 | 7 | 0.09737 | 13.5 | 0.9 | Null | Null | Null | Null | Null | Null | Null | Null | Null
0.05856 | 7 | 0.09737 | 13.5 | 1 | Null | Null | Null | Null | Null | Null | Null | Null | Null
0.05856 | 7 | 0.09737 | 14 | 0.15 | Null | Null | Null | Null | Null | Null | Null | Null | Null
0.05856 | 7 | 0.09737 | 14 | 0.2 | Null | Null | Null | Null | Null | Null | Null | Null | Null
0.05856 | 7 | 0.09737 | 14 | 0.3 | Null | Null | Null | Null | Null | Null | Null | Null | Null
0.05856 | 7 | 0.09737 | 14 | 0.4 | Null | Null | Null | Null | Null | Null | Null | Null | Null
0.05856 | 7 | 0.09737 | 14 | 0.5 | Null | Null | Null | Null | Null | Null | Null | Null | Null
0.05856 | 7 | 0.09737 | 14 | 0.6 | Null | Null | Null | Null | Null | Null | Null | Null | Null
0.05856 | 7 | 0.09737 | 14 | 0.7 | Null | Null | Null | Null | Null | Null | Null | Null | Null
0.05856 | 7 | 0.09737 | 14 | 0.8 | Null | Null | Null | Null | Null | Null | Null | Null | Null
0.05856 | 7 | 0.09737 | 14 | 0.9 | Null | Null | Null | Null | Null | Null | Null | Null | Null
0.05856 | 7 | 0.09737 | 14 | 1 | Null | Null | Null | Null | Null | Null | Null | Null | Null
0.05856 | 7 | 0.09737 | 14.5 | 0.15 | Null | Null | Null | Null | Null | Null | Null | Null | Null
0.05856 | 7 | 0.09737 | 14.5 | 0.2 | Null | Null | Null | Null | Null | Null | Null | Null | Null
0.05856 | 7 | 0.09737 | 14.5 | 0.3 | Null | Null | Null | Null | Null | Null | Null | Null | Null
0.05856 | 7 | 0.09737 | 14.5 | 0.4 | Null | Null | Null | Null | Null | Null | Null | Null | Null
0.05856 | 7 | 0.09737 | 14.5 | 0.5 | Null | Null | Null | Null | Null | Null | Null | Null | Null
0.05856 | 7 | 0.09737 | 14.5 | 0.6 | Null | Null | Null | Null | Null | Null | Null | Null | Null
0.05856 | 7 | 0.09737 | 14.5 | 0.7 | Null | Null | Null | Null | Null | Null | Null | Null | Null
0.05856 | 7 | 0.09737 | 14.5 | 0.8 | Null | Null | Null | Null | Null | Null | Null | Null | Null
0.05856 | 7 | 0.09737 | 14.5 | 0.9 | Null | Null | Null | Null | Null | Null | Null | Null | Null
0.05856 | 7 | 0.09737 | 14.5 | 1 | Null | Null | Null | Null | Null | Null | Null | Null | Null
0.05856 | 7 | 0.09737 | 15 | 0.15 | Null | Null | Null | Null | Null | Null | Null | Null | Null
0.05856 | 7 | 0.09737 | 15 | 0.2 | Null | Null | Null | Null | Null | Null | Null | Null | Null
0.05856 | 7 | 0.09737 | 15 | 0.3 | Null | Null | Null | Null | Null | Null | Null | Null | Null
0.05856 | 7 | 0.09737 | 15 | 0.4 | Null | Null | Null | Null | Null | Null | Null | Null | Null
0.05856 | 7 | 0.09737 | 15 | 0.5 | Null | Null | Null | Null | Null | Null | Null | Null | Null
0.05856 | 7 | 0.09737 | 15 | 0.6 | Null | Null | Null | Null | Null | Null | Null | Null | Null
0.05856 | 7 | 0.09737 | 15 | 0.7 | Null | Null | Null | Null | Null | Null | Null | Null | Null
0.05856 | 7 | 0.09737 | 15 | 0.8 | Null | Null | Null | Null | Null | Null | Null | Null | Null
0.05856 | 7 | 0.09737 | 15 | 0.9 | Null | Null | Null | Null | Null | Null | Null | Null | Null
0.05856 | 7 | 0.09737 | 15 | 1 | Null | Null | Null | Null | Null | Null | Null | Null | Null
0.05856 | 7 | 0.09737 | 15.5 | 0.15 | Null | Null | Null | Null | Null | Null | Null | Null | Null
0.05856 | 7 | 0.09737 | 15.5 | 0.2 | Null | Null | Null | Null | Null | Null | Null | Null | Null
0.05856 | 7 | 0.09737 | 15.5 | 0.3 | Null | Null | Null | Null | Null | Null | Null | Null | Null
0.05856 | 7 | 0.09737 | 15.5 | 0.4 | Null | Null | Null | Null | Null | Null | Null | Null | Null
0.05856 | 7 | 0.09737 | 15.5 | 0.5 | Null | Null | Null | Null | Null | Null | Null | Null | Null
0.05856 | 7 | 0.09737 | 15.5 | 0.6 | Null | Null | Null | Null | Null | Null | Null | Null | Null
0.05856 | 7 | 0.09737 | 15.5 | 0.7 | Null | Null | Null | Null | Null | Null | Null | Null | Null
0.05856 | 7 | 0.09737 | 15.5 | 0.8 | Null | Null | Null | Null | Null | Null | Null | Null | Null
0.05856 | 7 | 0.09737 | 15.5 | 0.9 | Null | Null | Null | Null | Null | Null | Null | Null | Null
0.05856 | 7 | 0.09737 | 15.5 | 1 | Null | Null | Null | Null | Null | Null | Null | Null | Null
0.05856 | 7 | 0.09737 | 16 | 0.15 | Null | Null | Null | Null | Null | Null | Null | Null | Null
0.05856 | 7 | 0.09737 | 16 | 0.2 | Null | Null | Null | Null | Null | Null | Null | Null | Null
0.05856 | 7 | 0.09737 | 16 | 0.3 | Null | Null | Null | Null | Null | Null | Null | Null | Null
0.05856 | 7 | 0.09737 | 16 | 0.4 | Null | Null | Null | Null | Null | Null | Null | Null | Null
0.05856 | 7 | 0.09737 | 16 | 0.5 | Null | Null | Null | Null | Null | Null | Null | Null | Null
0.05856 | 7 | 0.09737 | 16 | 0.6 | Null | Null | Null | Null | Null | Null | Null | Null | Null
0.05856 | 7 | 0.09737 | 16 | 0.7 | Null | Null | Null | Null | Null | Null | Null | Null | Null
0.05856 | 7 | 0.09737 | 16 | 0.8 | Null | Null | Null | Null | Null | Null | Null | Null | Null
0.05856 | 7 | 0.09737 | 16 | 0.9 | Null | Null | Null | Null | Null | Null | Null | Null | Null
0.05856 | 7 | 0.09737 | 16 | 1 | Null | Null | Null | Null | Null | Null | Null | Null | Null
0.05856 | 7 | 0.09737 | 16.5 | 0.15 | Null | Null | Null | Null | Null | Null | Null | Null | Null
0.05856 | 7 | 0.09737 | 16.5 | 0.2 | Null | Null | Null | Null | Null | Null | Null | Null | Null
0.05856 | 7 | 0.09737 | 16.5 | 0.3 | Null | Null | Null | Null | Null | Null | Null | Null | Null
0.05856 | 7 | 0.09737 | 16.5 | 0.4 | Null | Null | Null | Null | Null | Null | Null | Null | Null
0.05856 | 7 | 0.09737 | 16.5 | 0.5 | Null | Null | Null | Null | Null | Null | Null | Null | Null
0.05856 | 7 | 0.09737 | 16.5 | 0.6 | Null | Null | Null | Null | Null | Null | Null | Null | Null
0.05856 | 7 | 0.09737 | 16.5 | 0.7 | Null | Null | Null | Null | Null | Null | Null | Null | Null
0.05856 | 7 | 0.09737 | 16.5 | 0.8 | Null | Null | Null | Null | Null | Null | Null | Null | Null
0.05856 | 7 | 0.09737 | 16.5 | 0.9 | Null | Null | Null | Null | Null | Null | Null | Null | Null
0.05856 | 7 | 0.09737 | 16.5 | 1 | Null | Null | Null | Null | Null | Null | Null | Null | Null
0.05856 | 7 | 0.09737 | 17 | 0.15 | Null | Null | Null | Null | Null | Null | Null | Null | Null
0.05856 | 7 | 0.09737 | 17 | 0.2 | Null | Null | Null | Null | Null | Null | Null | Null | Null
0.05856 | 7 | 0.09737 | 17 | 0.3 | Null | Null | Null | Null | Null | Null | Null | Null | Null
0.05856 | 7 | 0.09737 | 17 | 0.4 | Null | Null | Null | Null | Null | Null | Null | Null | Null
0.05856 | 7 | 0.09737 | 17 | 0.5 | Null | Null | Null | Null | Null | Null | Null | Null | Null
0.05856 | 7 | 0.09737 | 17 | 0.6 | Null | Null | Null | Null | Null | Null | Null | Null | Null
0.05856 | 7 | 0.09737 | 17 | 0.7 | Null | Null | Null | Null | Null | Null | Null | Null | Null
0.05856 | 7 | 0.09737 | 17 | 0.8 | Null | Null | Null | Null | Null | Null | Null | Null | Null
0.05856 | 7 | 0.09737 | 17 | 0.9 | Null | Null | Null | Null | Null | Null | Null | Null | Null
0.05856 | 7 | 0.09737 | 17 | 1 | Null | Null | Null | Null | Null | Null | Null | Null | Null
0.05856 | 7 | 0.09737 | 17.5 | 0.15 | Null | Null | Null | Null | Null | Null | Null | Null | Null
0.05856 | 7 | 0.09737 | 17.5 | 0.2 | Null | Null | Null | Null | Null | Null | Null | Null | Null
0.05856 | 7 | 0.09737 | 17.5 | 0.3 | Null | Null | Null | Null | Null | Null | Null | Null | Null
0.05856 | 7 | 0.09737 | 17.5 | 0.4 | Null | Null | Null | Null | Null | Null | Null | Null | Null
0.05856 | 7 | 0.09737 | 17.5 | 0.5 | Null | Null | Null | Null | Null | Null | Null | Null | Null
0.05856 | 7 | 0.09737 | 17.5 | 0.6 | Null | Null | Null | Null | Null | Null | Null | Null | Null
0.05856 | 7 | 0.09737 | 17.5 | 0.7 | Null | Null | Null | Null | Null | Null | Null | Null | Null
0.05856 | 7 | 0.09737 | 17.5 | 0.8 | Null | Null | Null | Null | Null | Null | Null | Null | Null
0.05856 | 7 | 0.09737 | 17.5 | 0.9 | Null | Null | Null | Null | Null | Null | Null | Null | Null
0.05856 | 7 | 0.09737 | 17.5 | 1 | Null | Null | Null | Null | Null | Null | Null | Null | Null
0.05856 | 7 | 0.09737 | 18 | 0.15 | Null | Null | Null | Null | Null | Null | Null | Null | Null
0.05856 | 7 | 0.09737 | 18 | 0.2 | Null | Null | Null | Null | Null | Null | Null | Null | Null
0.05856 | 7 | 0.09737 | 18 | 0.3 | Null | Null | Null | Null | Null | Null | Null | Null | Null
0.05856 | 7 | 0.09737 | 18 | 0.4 | Null | Null | Null | Null | Null | Null | Null | Null | Null
0.05856 | 7 | 0.09737 | 18 | 0.5 | Null | Null | Null | Null | Null | Null | Null | Null | Null
0.05856 | 7 | 0.09737 | 18 | 0.6 | Null | Null | Null | Null | Null | Null | Null | Null | Null
0.05856 | 7 | 0.09737 | 18 | 0.7 | Null | Null | Null | Null | Null | Null | Null | Null | Null
0.05856 | 7 | 0.09737 | 18 | 0.8 | Null | Null | Null | Null | Null | Null | Null | Null | Null
0.05856 | 7 | 0.09737 | 18 | 0.9 | Null | Null | Null | Null | Null | Null | Null | Null | Null
0.05856 | 7 | 0.09737 | 18 | 1 | Null | Null | Null | Null | Null | Null | Null | Null | Null
0.05856 | 7 | 0.09737 | 21 | 0.15 | Null | Null | Null | Null | Null | Null | Null | Null | Null
0.05856 | 7 | 0.09737 | 21 | 0.2 | Null | Null | Null | Null | Null | Null | Null | Null | Null
0.05856 | 7 | 0.09737 | 21 | 0.3 | Null | Null | Null | Null | Null | Null | Null | Null | Null
0.05856 | 7 | 0.09737 | 21 | 0.4 | Null | Null | Null | Null | Null | Null | Null | Null | Null
0.05856 | 7 | 0.09737 | 21 | 0.5 | Null | Null | Null | Null | Null | Null | Null | Null | Null
0.05856 | 7 | 0.09737 | 21 | 0.6 | Null | Null | Null | Null | Null | Null | Null | Null | Null
0.05856 | 7 | 0.09737 | 21 | 0.7 | Null | Null | Null | Null | Null | Null | Null | Null | Null
0.05856 | 7 | 0.09737 | 21 | 0.8 | Null | Null | Null | Null | Null | Null | Null | Null | Null
0.05856 | 7 | 0.09737 | 21 | 0.9 | Null | Null | Null | Null | Null | Null | Null | Null | Null
0.05856 | 7 | 0.09737 | 21 | 1 | Null | Null | Null | Null | Null | Null | Null | Null | Null
0.05856 | 7 | 0.09737 | 24 | 0.15 | Null | Null | Null | Null | Null | Null | Null | Null | Null
0.05856 | 7 | 0.09737 | 24 | 0.2 | Null | Null | Null | Null | Null | Null | Null | Null | Null
0.05856 | 7 | 0.09737 | 24 | 0.3 | Null | Null | Null | Null | Null | Null | Null | Null | Null
0.05856 | 7 | 0.09737 | 24 | 0.4 | Null | Null | Null | Null | Null | Null | Null | Null | Null
0.05856 | 7 | 0.09737 | 24 | 0.5 | Null | Null | Null | Null | Null | Null | Null | Null | Null
0.05856 | 7 | 0.09737 | 24 | 0.6 | Null | Null | Null | Null | Null | Null | Null | Null | Null
0.05856 | 7 | 0.09737 | 24 | 0.7 | Null | Null | Null | Null | Null | Null | Null | Null | Null
0.05856 | 7 | 0.09737 | 24 | 0.8 | Null | Null | Null | Null | Null | Null | Null | Null | Null
0.05856 | 7 | 0.09737 | 24 | 0.9 | Null | Null | Null | Null | Null | Null | Null | Null | Null
0.05856 | 7 | 0.09737 | 24 | 1 | Null | Null | Null | Null | Null | Null | Null | Null | Null
0.05856 | 7 | 0.09737 | 27 | 0.15 | Null | Null | Null | Null | Null | Null | Null | Null | Null
0.05856 | 7 | 0.09737 | 27 | 0.2 | Null | Null | Null | Null | Null | Null | Null | Null | Null
0.05856 | 7 | 0.09737 | 27 | 0.3 | Null | Null | Null | Null | Null | Null | Null | Null | Null
0.05856 | 7 | 0.09737 | 27 | 0.4 | Null | Null | Null | Null | Null | Null | Null | Null | Null
0.05856 | 7 | 0.09737 | 27 | 0.5 | Null | Null | Null | Null | Null | Null | Null | Null | Null
0.05856 | 7 | 0.09737 | 27 | 0.6 | Null | Null | Null | Null | Null | Null | Null | Null | Null
0.05856 | 7 | 0.09737 | 27 | 0.7 | Null | Null | Null | Null | Null | Null | Null | Null | Null
0.05856 | 7 | 0.09737 | 27 | 0.8 | Null | Null | Null | Null | Null | Null | Null | Null | Null
0.05856 | 7 | 0.09737 | 27 | 0.9 | Null | Null | Null | Null | Null | Null | Null | Null | Null
0.05856 | 7 | 0.09737 | 27 | 1 | Null | Null | Null | Null | Null | Null | Null | Null | Null
0.05856 | 7 | 0.09737 | 30 | 0.15 | Null | Null | Null | Null | Null | Null | Null | Null | Null
0.05856 | 7 | 0.09737 | 30 | 0.2 | Null | Null | Null | Null | Null | Null | Null | Null | Null
0.05856 | 7 | 0.09737 | 30 | 0.3 | Null | Null | Null | Null | Null | Null | Null | Null | Null
0.05856 | 7 | 0.09737 | 30 | 0.4 | Null | Null | Null | Null | Null | Null | Null | Null | Null
0.05856 | 7 | 0.09737 | 30 | 0.5 | Null | Null | Null | Null | Null | Null | Null | Null | Null
0.05856 | 7 | 0.09737 | 30 | 0.6 | Null | Null | Null | Null | Null | Null | Null | Null | Null
0.05856 | 7 | 0.09737 | 30 | 0.7 | Null | Null | Null | Null | Null | Null | Null | Null | Null
0.05856 | 7 | 0.09737 | 30 | 0.8 | Null | Null | Null | Null | Null | Null | Null | Null | Null
0.05856 | 7 | 0.09737 | 30 | 0.9 | Null | Null | Null | Null | Null | Null | Null | Null | Null
0.05856 | 7 | 0.09737 | 30 | 1 | Null | Null | Null | Null | Null | Null | Null | Null | Null
0.05856 | 7 | 0.115 | 10.5 | 0.15 | Null | Null | Null | Null | Null | Null | Null | Null | Null
0.05856 | 7 | 0.115 | 10.5 | 0.2 | Null | Null | Null | Null | Null | Null | Null | Null | Null
0.05856 | 7 | 0.115 | 10.5 | 0.3 | Null | Null | Null | Null | Null | Null | Null | Null | Null
0.05856 | 7 | 0.115 | 10.5 | 0.4 | Null | Null | Null | Null | Null | Null | Null | Null | Null
0.05856 | 7 | 0.115 | 10.5 | 0.5 | Null | Null | Null | Null | Null | Null | Null | Null | Null
0.05856 | 7 | 0.115 | 10.5 | 0.6 | Null | Null | Null | Null | Null | Null | Null | Null | Null
0.05856 | 7 | 0.115 | 10.5 | 0.7 | Null | Null | Null | Null | Null | Null | Null | Null | Null
0.05856 | 7 | 0.115 | 10.5 | 0.8 | Null | Null | Null | Null | Null | Null | Null | Null | Null
0.05856 | 7 | 0.115 | 10.5 | 0.9 | Null | Null | Null | Null | Null | Null | Null | Null | Null
0.05856 | 7 | 0.115 | 10.5 | 1 | Null | Null | Null | Null | Null | Null | Null | Null | Null
0.05856 | 7 | 0.115 | 11 | 0.15 | Null | Null | Null | Null | Null | Null | Null | Null | Null
0.05856 | 7 | 0.115 | 11 | 0.2 | Null | Null | Null | Null | Null | Null | Null | Null | Null
0.05856 | 7 | 0.115 | 11 | 0.3 | Null | Null | Null | Null | Null | Null | Null | Null | Null
0.05856 | 7 | 0.115 | 11 | 0.4 | Null | Null | Null | Null | Null | Null | Null | Null | Null
0.05856 | 7 | 0.115 | 11 | 0.5 | Null | Null | Null | Null | Null | Null | Null | Null | Null
0.05856 | 7 | 0.115 | 11 | 0.6 | Null | Null | Null | Null | Null | Null | Null | Null | Null
0.05856 | 7 | 0.115 | 11 | 0.7 | Null | Null | Null | Null | Null | Null | Null | Null | Null
0.05856 | 7 | 0.115 | 11 | 0.8 | Null | Null | Null | Null | Null | Null | Null | Null | Null
0.05856 | 7 | 0.115 | 11 | 0.9 | Null | Null | Null | Null | Null | Null | Null | Null | Null
0.05856 | 7 | 0.115 | 11 | 1 | Null | Null | Null | Null | Null | Null | Null | Null | Null
0.05856 | 7 | 0.115 | 11.5 | 0.15 | Null | Null | Null | Null | Null | Null | Null | Null | Null
0.05856 | 7 | 0.115 | 11.5 | 0.2 | Null | Null | Null | Null | Null | Null | Null | Null | Null
0.05856 | 7 | 0.115 | 11.5 | 0.3 | Null | Null | Null | Null | Null | Null | Null | Null | Null
0.05856 | 7 | 0.115 | 11.5 | 0.4 | Null | Null | Null | Null | Null | Null | Null | Null | Null
0.05856 | 7 | 0.115 | 11.5 | 0.5 | Null | Null | Null | Null | Null | Null | Null | Null | Null
0.05856 | 7 | 0.115 | 11.5 | 0.6 | Null | Null | Null | Null | Null | Null | Null | Null | Null
0.05856 | 7 | 0.115 | 11.5 | 0.7 | Null | Null | Null | Null | Null | Null | Null | Null | Null
0.05856 | 7 | 0.115 | 11.5 | 0.8 | Null | Null | Null | Null | Null | Null | Null | Null | Null
0.05856 | 7 | 0.115 | 11.5 | 0.9 | Null | Null | Null | Null | Null | Null | Null | Null | Null
0.05856 | 7 | 0.115 | 11.5 | 1 | Null | Null | Null | Null | Null | Null | Null | Null | Null
0.05856 | 7 | 0.115 | 12 | 0.15 | Null | Null | Null | Null | Null | Null | Null | Null | Null
0.05856 | 7 | 0.115 | 12 | 0.2 | Null | Null | Null | Null | Null | Null | Null | Null | Null
0.05856 | 7 | 0.115 | 12 | 0.3 | Null | Null | Null | Null | Null | Null | Null | Null | Null
0.05856 | 7 | 0.115 | 12 | 0.4 | Null | Null | Null | Null | Null | Null | Null | Null | Null
0.05856 | 7 | 0.115 | 12 | 0.5 | Null | Null | Null | Null | Null | Null | Null | Null | Null
0.05856 | 7 | 0.115 | 12 | 0.6 | Null | Null | Null | Null | Null | Null | Null | Null | Null
0.05856 | 7 | 0.115 | 12 | 0.7 | Null | Null | Null | Null | Null | Null | Null | Null | Null
0.05856 | 7 | 0.115 | 12 | 0.8 | Null | Null | Null | Null | Null | Null | Null | Null | Null
0.05856 | 7 | 0.115 | 12 | 0.9 | Null | Null | Null | Null | Null | Null | Null | Null | Null
0.05856 | 7 | 0.115 | 12 | 1 | Null | Null | Null | Null | Null | Null | Null | Null | Null
0.05856 | 7 | 0.115 | 12.5 | 0.15 | Null | Null | Null | Null | Null | Null | Null | Null | Null
0.05856 | 7 | 0.115 | 12.5 | 0.2 | Null | Null | Null | Null | Null | Null | Null | Null | Null
0.05856 | 7 | 0.115 | 12.5 | 0.3 | Null | Null | Null | Null | Null | Null | Null | Null | Null
0.05856 | 7 | 0.115 | 12.5 | 0.4 | Null | Null | Null | Null | Null | Null | Null | Null | Null
0.05856 | 7 | 0.115 | 12.5 | 0.5 | Null | Null | Null | Null | Null | Null | Null | Null | Null
0.05856 | 7 | 0.115 | 12.5 | 0.6 | Null | Null | Null | Null | Null | Null | Null | Null | Null
0.05856 | 7 | 0.115 | 12.5 | 0.7 | Null | Null | Null | Null | Null | Null | Null | Null | Null
0.05856 | 7 | 0.115 | 12.5 | 0.8 | Null | Null | Null | Null | Null | Null | Null | Null | Null
0.05856 | 7 | 0.115 | 12.5 | 0.9 | Null | Null | Null | Null | Null | Null | Null | Null | Null
0.05856 | 7 | 0.115 | 12.5 | 1 | Null | Null | Null | Null | Null | Null | Null | Null | Null
0.05856 | 7 | 0.115 | 13 | 0.15 | Null | Null | Null | Null | Null | Null | Null | Null | Null
0.05856 | 7 | 0.115 | 13 | 0.2 | Null | Null | Null | Null | Null | Null | Null | Null | Null
0.05856 | 7 | 0.115 | 13 | 0.3 | Null | Null | Null | Null | Null | Null | Null | Null | Null
0.05856 | 7 | 0.115 | 13 | 0.4 | Null | Null | Null | Null | Null | Null | Null | Null | Null
0.05856 | 7 | 0.115 | 13 | 0.5 | Null | Null | Null | Null | Null | Null | Null | Null | Null
0.05856 | 7 | 0.115 | 13 | 0.6 | Null | Null | Null | Null | Null | Null | Null | Null | Null
0.05856 | 7 | 0.115 | 13 | 0.7 | Null | Null | Null | Null | Null | Null | Null | Null | Null
0.05856 | 7 | 0.115 | 13 | 0.8 | Null | Null | Null | Null | Null | Null | Null | Null | Null
0.05856 | 7 | 0.115 | 13 | 0.9 | Null | Null | Null | Null | Null | Null | Null | Null | Null
0.05856 | 7 | 0.115 | 13 | 1 | Null | Null | Null | Null | Null | Null | Null | Null | Null
0.05856 | 7 | 0.115 | 13.5 | 0.15 | Null | Null | Null | Null | Null | Null | Null | Null | Null
0.05856 | 7 | 0.115 | 13.5 | 0.2 | Null | Null | Null | Null | Null | Null | Null | Null | Null
0.05856 | 7 | 0.115 | 13.5 | 0.3 | Null | Null | Null | Null | Null | Null | Null | Null | Null
0.05856 | 7 | 0.115 | 13.5 | 0.4 | Null | Null | Null | Null | Null | Null | Null | Null | Null
0.05856 | 7 | 0.115 | 13.5 | 0.5 | Null | Null | Null | Null | Null | Null | Null | Null | Null
0.05856 | 7 | 0.115 | 13.5 | 0.6 | Null | Null | Null | Null | Null | Null | Null | Null | Null
0.05856 | 7 | 0.115 | 13.5 | 0.7 | Null | Null | Null | Null | Null | Null | Null | Null | Null
0.05856 | 7 | 0.115 | 13.5 | 0.8 | Null | Null | Null | Null | Null | Null | Null | Null | Null
0.05856 | 7 | 0.115 | 13.5 | 0.9 | Null | Null | Null | Null | Null | Null | Null | Null | Null
0.05856 | 7 | 0.115 | 13.5 | 1 | Null | Null | Null | Null | Null | Null | Null | Null | Null
0.05856 | 7 | 0.115 | 14 | 0.15 | Null | Null | Null | Null | Null | Null | Null | Null | Null
0.05856 | 7 | 0.115 | 14 | 0.2 | Null | Null | Null | Null | Null | Null | Null | Null | Null
0.05856 | 7 | 0.115 | 14 | 0.3 | Null | Null | Null | Null | Null | Null | Null | Null | Null
0.05856 | 7 | 0.115 | 14 | 0.4 | Null | Null | Null | Null | Null | Null | Null | Null | Null
0.05856 | 7 | 0.115 | 14 | 0.5 | Null | Null | Null | Null | Null | Null | Null | Null | Null
0.05856 | 7 | 0.115 | 14 | 0.6 | Null | Null | Null | Null | Null | Null | Null | Null | Null
0.05856 | 7 | 0.115 | 14 | 0.7 | Null | Null | Null | Null | Null | Null | Null | Null | Null
0.05856 | 7 | 0.115 | 14 | 0.8 | Null | Null | Null | Null | Null | Null | Null | Null | Null
0.05856 | 7 | 0.115 | 14 | 0.9 | Null | Null | Null | Null | Null | Null | Null | Null | Null
0.05856 | 7 | 0.115 | 14 | 1 | Null | Null | Null | Null | Null | Null | Null | Null | Null
0.05856 | 7 | 0.115 | 14.5 | 0.15 | Null | Null | Null | Null | Null | Null | Null | Null | Null
0.05856 | 7 | 0.115 | 14.5 | 0.2 | Null | Null | Null | Null | Null | Null | Null | Null | Null
0.05856 | 7 | 0.115 | 14.5 | 0.3 | Null | Null | Null | Null | Null | Null | Null | Null | Null
0.05856 | 7 | 0.115 | 14.5 | 0.4 | Null | Null | Null | Null | Null | Null | Null | Null | Null
0.05856 | 7 | 0.115 | 14.5 | 0.5 | Null | Null | Null | Null | Null | Null | Null | Null | Null
0.05856 | 7 | 0.115 | 14.5 | 0.6 | Null | Null | Null | Null | Null | Null | Null | Null | Null
0.05856 | 7 | 0.115 | 14.5 | 0.7 | Null | Null | Null | Null | Null | Null | Null | Null | Null
0.05856 | 7 | 0.115 | 14.5 | 0.8 | Null | Null | Null | Null | Null | Null | Null | Null | Null
0.05856 | 7 | 0.115 | 14.5 | 0.9 | Null | Null | Null | Null | Null | Null | Null | Null | Null
0.05856 | 7 | 0.115 | 14.5 | 1 | Null | Null | Null | Null | Null | Null | Null | Null | Null
0.05856 | 7 | 0.115 | 15 | 0.15 | Null | Null | Null | Null | Null | Null | Null | Null | Null
0.05856 | 7 | 0.115 | 15 | 0.2 | Null | Null | Null | Null | Null | Null | Null | Null | Null
0.05856 | 7 | 0.115 | 15 | 0.3 | Null | Null | Null | Null | Null | Null | Null | Null | Null
0.05856 | 7 | 0.115 | 15 | 0.4 | Null | Null | Null | Null | Null | Null | Null | Null | Null
0.05856 | 7 | 0.115 | 15 | 0.5 | Null | Null | Null | Null | Null | Null | Null | Null | Null
0.05856 | 7 | 0.115 | 15 | 0.6 | Null | Null | Null | Null | Null | Null | Null | Null | Null
0.05856 | 7 | 0.115 | 15 | 0.7 | Null | Null | Null | Null | Null | Null | Null | Null | Null
0.05856 | 7 | 0.115 | 15 | 0.8 | Null | Null | Null | Null | Null | Null | Null | Null | Null
0.05856 | 7 | 0.115 | 15 | 0.9 | Null | Null | Null | Null | Null | Null | Null | Null | Null
0.05856 | 7 | 0.115 | 15 | 1 | Null | Null | Null | Null | Null | Null | Null | Null | Null
0.05856 | 7 | 0.115 | 15.5 | 0.15 | Null | Null | Null | Null | Null | Null | Null | Null | Null
0.05856 | 7 | 0.115 | 15.5 | 0.2 | Null | Null | Null | Null | Null | Null | Null | Null | Null
0.05856 | 7 | 0.115 | 15.5 | 0.3 | Null | Null | Null | Null | Null | Null | Null | Null | Null
0.05856 | 7 | 0.115 | 15.5 | 0.4 | Null | Null | Null | Null | Null | Null | Null | Null | Null
0.05856 | 7 | 0.115 | 15.5 | 0.5 | Null | Null | Null | Null | Null | Null | Null | Null | Null
0.05856 | 7 | 0.115 | 15.5 | 0.6 | Null | Null | Null | Null | Null | Null | Null | Null | Null
0.05856 | 7 | 0.115 | 15.5 | 0.7 | Null | Null | Null | Null | Null | Null | Null | Null | Null
0.05856 | 7 | 0.115 | 15.5 | 0.8 | Null | Null | Null | Null | Null | Null | Null | Null | Null
0.05856 | 7 | 0.115 | 15.5 | 0.9 | Null | Null | Null | Null | Null | Null | Null | Null | Null
0.05856 | 7 | 0.115 | 15.5 | 1 | Null | Null | Null | Null | Null | Null | Null | Null | Null
0.05856 | 7 | 0.115 | 16 | 0.15 | Null | Null | Null | Null | Null | Null | Null | Null | Null
0.05856 | 7 | 0.115 | 16 | 0.2 | Null | Null | Null | Null | Null | Null | Null | Null | Null
0.05856 | 7 | 0.115 | 16 | 0.3 | Null | Null | Null | Null | Null | Null | Null | Null | Null
0.05856 | 7 | 0.115 | 16 | 0.4 | Null | Null | Null | Null | Null | Null | Null | Null | Null
0.05856 | 7 | 0.115 | 16 | 0.5 | Null | Null | Null | Null | Null | Null | Null | Null | Null
0.05856 | 7 | 0.115 | 16 | 0.6 | Null | Null | Null | Null | Null | Null | Null | Null | Null
0.05856 | 7 | 0.115 | 16 | 0.7 | Null | Null | Null | Null | Null | Null | Null | Null | Null
0.05856 | 7 | 0.115 | 16 | 0.8 | Null | Null | Null | Null | Null | Null | Null | Null | Null
0.05856 | 7 | 0.115 | 16 | 0.9 | Null | Null | Null | Null | Null | Null | Null | Null | Null
0.05856 | 7 | 0.115 | 16 | 1 | Null | Null | Null | Null | Null | Null | Null | Null | Null
0.05856 | 7 | 0.115 | 16.5 | 0.15 | Null | Null | Null | Null | Null | Null | Null | Null | Null
0.05856 | 7 | 0.115 | 16.5 | 0.2 | Null | Null | Null | Null | Null | Null | Null | Null | Null
0.05856 | 7 | 0.115 | 16.5 | 0.3 | Null | Null | Null | Null | Null | Null | Null | Null | Null
0.05856 | 7 | 0.115 | 16.5 | 0.4 | Null | Null | Null | Null | Null | Null | Null | Null | Null
0.05856 | 7 | 0.115 | 16.5 | 0.5 | Null | Null | Null | Null | Null | Null | Null | Null | Null
0.05856 | 7 | 0.115 | 16.5 | 0.6 | Null | Null | Null | Null | Null | Null | Null | Null | Null
0.05856 | 7 | 0.115 | 16.5 | 0.7 | Null | Null | Null | Null | Null | Null | Null | Null | Null
0.05856 | 7 | 0.115 | 16.5 | 0.8 | Null | Null | Null | Null | Null | Null | Null | Null | Null
0.05856 | 7 | 0.115 | 16.5 | 0.9 | Null | Null | Null | Null | Null | Null | Null | Null | Null
0.05856 | 7 | 0.115 | 16.5 | 1 | Null | Null | Null | Null | Null | Null | Null | Null | Null
0.05856 | 7 | 0.115 | 17 | 0.15 | Null | Null | Null | Null | Null | Null | Null | Null | Null
0.05856 | 7 | 0.115 | 17 | 0.2 | Null | Null | Null | Null | Null | Null | Null | Null | Null
0.05856 | 7 | 0.115 | 17 | 0.3 | Null | Null | Null | Null | Null | Null | Null | Null | Null
0.05856 | 7 | 0.115 | 17 | 0.4 | Null | Null | Null | Null | Null | Null | Null | Null | Null
0.05856 | 7 | 0.115 | 17 | 0.5 | Null | Null | Null | Null | Null | Null | Null | Null | Null
0.05856 | 7 | 0.115 | 17 | 0.6 | Null | Null | Null | Null | Null | Null | Null | Null | Null
0.05856 | 7 | 0.115 | 17 | 0.7 | Null | Null | Null | Null | Null | Null | Null | Null | Null
0.05856 | 7 | 0.115 | 17 | 0.8 | Null | Null | Null | Null | Null | Null | Null | Null | Null
0.05856 | 7 | 0.115 | 17 | 0.9 | Null | Null | Null | Null | Null | Null | Null | Null | Null
0.05856 | 7 | 0.115 | 17 | 1 | Null | Null | Null | Null | Null | Null | Null | Null | Null
0.05856 | 7 | 0.115 | 17.5 | 0.15 | Null | Null | Null | Null | Null | Null | Null | Null | Null
0.05856 | 7 | 0.115 | 17.5 | 0.2 | Null | Null | Null | Null | Null | Null | Null | Null | Null
0.05856 | 7 | 0.115 | 17.5 | 0.3 | Null | Null | Null | Null | Null | Null | Null | Null | Null
0.05856 | 7 | 0.115 | 17.5 | 0.4 | Null | Null | Null | Null | Null | Null | Null | Null | Null
0.05856 | 7 | 0.115 | 17.5 | 0.5 | Null | Null | Null | Null | Null | Null | Null | Null | Null
0.05856 | 7 | 0.115 | 17.5 | 0.6 | Null | Null | Null | Null | Null | Null | Null | Null | Null
0.05856 | 7 | 0.115 | 17.5 | 0.7 | Null | Null | Null | Null | Null | Null | Null | Null | Null
0.05856 | 7 | 0.115 | 17.5 | 0.8 | Null | Null | Null | Null | Null | Null | Null | Null | Null
0.05856 | 7 | 0.115 | 17.5 | 0.9 | Null | Null | Null | Null | Null | Null | Null | Null | Null
0.05856 | 7 | 0.115 | 17.5 | 1 | Null | Null | Null | Null | Null | Null | Null | Null | Null
0.05856 | 7 | 0.115 | 18 | 0.15 | Null | Null | Null | Null | Null | Null | Null | Null | Null
0.05856 | 7 | 0.115 | 18 | 0.2 | Null | Null | Null | Null | Null | Null | Null | Null | Null
0.05856 | 7 | 0.115 | 18 | 0.3 | Null | Null | Null | Null | Null | Null | Null | Null | Null
0.05856 | 7 | 0.115 | 18 | 0.4 | Null | Null | Null | Null | Null | Null | Null | Null | Null
0.05856 | 7 | 0.115 | 18 | 0.5 | Null | Null | Null | Null | Null | Null | Null | Null | Null
0.05856 | 7 | 0.115 | 18 | 0.6 | Null | Null | Null | Null | Null | Null | Null | Null | Null
0.05856 | 7 | 0.115 | 18 | 0.7 | Null | Null | Null | Null | Null | Null | Null | Null | Null
0.05856 | 7 | 0.115 | 18 | 0.8 | Null | Null | Null | Null | Null | Null | Null | Null | Null
0.05856 | 7 | 0.115 | 18 | 0.9 | Null | Null | Null | Null | Null | Null | Null | Null | Null
0.05856 | 7 | 0.115 | 18 | 1 | Null | Null | Null | Null | Null | Null | Null | Null | Null
0.05856 | 7 | 0.115 | 21 | 0.15 | Null | Null | Null | Null | Null | Null | Null | Null | Null
0.05856 | 7 | 0.115 | 21 | 0.2 | Null | Null | Null | Null | Null | Null | Null | Null | Null
0.05856 | 7 | 0.115 | 21 | 0.3 | Null | Null | Null | Null | Null | Null | Null | Null | Null
0.05856 | 7 | 0.115 | 21 | 0.4 | Null | Null | Null | Null | Null | Null | Null | Null | Null
0.05856 | 7 | 0.115 | 21 | 0.5 | Null | Null | Null | Null | Null | Null | Null | Null | Null
0.05856 | 7 | 0.115 | 21 | 0.6 | Null | Null | Null | Null | Null | Null | Null | Null | Null
0.05856 | 7 | 0.115 | 21 | 0.7 | Null | Null | Null | Null | Null | Null | Null | Null | Null
0.05856 | 7 | 0.115 | 21 | 0.8 | Null | Null | Null | Null | Null | Null | Null | Null | Null
0.05856 | 7 | 0.115 | 21 | 0.9 | Null | Null | Null | Null | Null | Null | Null | Null | Null
0.05856 | 7 | 0.115 | 21 | 1 | Null | Null | Null | Null | Null | Null | Null | Null | Null
0.05856 | 7 | 0.115 | 24 | 0.15 | Null | Null | Null | Null | Null | Null | Null | Null | Null
0.05856 | 7 | 0.115 | 24 | 0.2 | Null | Null | Null | Null | Null | Null | Null | Null | Null
0.05856 | 7 | 0.115 | 24 | 0.3 | Null | Null | Null | Null | Null | Null | Null | Null | Null
0.05856 | 7 | 0.115 | 24 | 0.4 | Null | Null | Null | Null | Null | Null | Null | Null | Null
0.05856 | 7 | 0.115 | 24 | 0.5 | Null | Null | Null | Null | Null | Null | Null | Null | Null
0.05856 | 7 | 0.115 | 24 | 0.6 | Null | Null | Null | Null | Null | Null | Null | Null | Null
0.05856 | 7 | 0.115 | 24 | 0.7 | Null | Null | Null | Null | Null | Null | Null | Null | Null
0.05856 | 7 | 0.115 | 24 | 0.8 | Null | Null | Null | Null | Null | Null | Null | Null | Null
0.05856 | 7 | 0.115 | 24 | 0.9 | Null | Null | Null | Null | Null | Null | Null | Null | Null
0.05856 | 7 | 0.115 | 24 | 1 | Null | Null | Null | Null | Null | Null | Null | Null | Null
0.05856 | 7 | 0.115 | 27 | 0.15 | Null | Null | Null | Null | Null | Null | Null | Null | Null
0.05856 | 7 | 0.115 | 27 | 0.2 | Null | Null | Null | Null | Null | Null | Null | Null | Null
0.05856 | 7 | 0.115 | 27 | 0.3 | Null | Null | Null | Null | Null | Null | Null | Null | Null
0.05856 | 7 | 0.115 | 27 | 0.4 | Null | Null | Null | Null | Null | Null | Null | Null | Null
0.05856 | 7 | 0.115 | 27 | 0.5 | Null | Null | Null | Null | Null | Null | Null | Null | Null
0.05856 | 7 | 0.115 | 27 | 0.6 | Null | Null | Null | Null | Null | Null | Null | Null | Null
0.05856 | 7 | 0.115 | 27 | 0.7 | Null | Null | Null | Null | Null | Null | Null | Null | Null
0.05856 | 7 | 0.115 | 27 | 0.8 | Null | Null | Null | Null | Null | Null | Null | Null | Null
0.05856 | 7 | 0.115 | 27 | 0.9 | Null | Null | Null | Null | Null | Null | Null | Null | Null
0.05856 | 7 | 0.115 | 27 | 1 | Null | Null | Null | Null | Null | Null | Null | Null | Null
0.05856 | 7 | 0.115 | 30 | 0.15 | Null | Null | Null | Null | Null | Null | Null | Null | Null
0.05856 | 7 | 0.115 | 30 | 0.2 | Null | Null | Null | Null | Null | Null | Null | Null | Null
0.05856 | 7 | 0.115 | 30 | 0.3 | Null | Null | Null | Null | Null | Null | Null | Null | Null
0.05856 | 7 | 0.115 | 30 | 0.4 | Null | Null | Null | Null | Null | Null | Null | Null | Null
0.05856 | 7 | 0.115 | 30 | 0.5 | Null | Null | Null | Null | Null | Null | Null | Null | Null
0.05856 | 7 | 0.115 | 30 | 0.6 | Null | Null | Null | Null | Null | Null | Null | Null | Null
0.05856 | 7 | 0.115 | 30 | 0.7 | Null | Null | Null | Null | Null | Null | Null | Null | Null
0.05856 | 7 | 0.115 | 30 | 0.8 | Null | Null | Null | Null | Null | Null | Null | Null | Null
0.05856 | 7 | 0.115 | 30 | 0.9 | Null | Null | Null | Null | Null | Null | Null | Null | Null
0.05856 | 7 | 0.115 | 30 | 1 | Null | Null | Null | Null | Null | Null | Null | Null | Null
0.05856 | 9 | 0.00115 | 10.5 | 0.15 | Null | Null | Null | Null | Null | Null | Null | Null | Null
0.05856 | 9 | 0.00115 | 10.5 | 0.2 | Null | Null | Null | Null | Null | Null | Null | Null | Null
0.05856 | 9 | 0.00115 | 10.5 | 0.3 | Null | Null | Null | Null | Null | Null | Null | Null | Null
0.05856 | 9 | 0.00115 | 10.5 | 0.4 | Null | Null | Null | Null | Null | Null | Null | Null | Null
0.05856 | 9 | 0.00115 | 10.5 | 0.5 | Null | Null | Null | Null | Null | Null | Null | Null | Null
0.05856 | 9 | 0.00115 | 10.5 | 0.6 | Null | Null | Null | Null | Null | Null | Null | Null | Null
0.05856 | 9 | 0.00115 | 10.5 | 0.7 | Null | Null | Null | Null | Null | Null | Null | Null | Null
0.05856 | 9 | 0.00115 | 10.5 | 0.8 | Null | Null | Null | Null | Null | Null | Null | Null | Null
0.05856 | 9 | 0.00115 | 10.5 | 0.9 | Null | Null | Null | Null | Null | Null | Null | Null | Null
0.05856 | 9 | 0.00115 | 10.5 | 1 | Null | Null | Null | Null | Null | Null | Null | Null | Null
0.05856 | 9 | 0.00115 | 11 | 0.15 | Null | Null | Null | Null | Null | Null | Null | Null | Null
0.05856 | 9 | 0.00115 | 11 | 0.2 | Null | Null | Null | Null | Null | Null | Null | Null | Null
0.05856 | 9 | 0.00115 | 11 | 0.3 | Null | Null | Null | Null | Null | Null | Null | Null | Null
0.05856 | 9 | 0.00115 | 11 | 0.4 | Null | Null | Null | Null | Null | Null | Null | Null | Null
0.05856 | 9 | 0.00115 | 11 | 0.5 | Null | Null | Null | Null | Null | Null | Null | Null | Null
0.05856 | 9 | 0.00115 | 11 | 0.6 | Null | Null | Null | Null | Null | Null | Null | Null | Null
0.05856 | 9 | 0.00115 | 11 | 0.7 | Null | Null | Null | Null | Null | Null | Null | Null | Null
0.05856 | 9 | 0.00115 | 11 | 0.8 | Null | Null | Null | Null | Null | Null | Null | Null | Null
0.05856 | 9 | 0.00115 | 11 | 0.9 | Null | Null | Null | Null | Null | Null | Null | Null | Null
0.05856 | 9 | 0.00115 | 11 | 1 | Null | Null | Null | Null | Null | Null | Null | Null | Null
0.05856 | 9 | 0.00115 | 11.5 | 0.15 | Null | Null | Null | Null | Null | Null | Null | Null | Null
0.05856 | 9 | 0.00115 | 11.5 | 0.2 | Null | Null | Null | Null | Null | Null | Null | Null | Null
0.05856 | 9 | 0.00115 | 11.5 | 0.3 | Null | Null | Null | Null | Null | Null | Null | Null | Null
0.05856 | 9 | 0.00115 | 11.5 | 0.4 | Null | Null | Null | Null | Null | Null | Null | Null | Null
0.05856 | 9 | 0.00115 | 11.5 | 0.5 | Null | Null | Null | Null | Null | Null | Null | Null | Null
0.05856 | 9 | 0.00115 | 11.5 | 0.6 | Null | Null | Null | Null | Null | Null | Null | Null | Null
0.05856 | 9 | 0.00115 | 11.5 | 0.7 | Null | Null | Null | Null | Null | Null | Null | Null | Null
0.05856 | 9 | 0.00115 | 11.5 | 0.8 | Null | Null | Null | Null | Null | Null | Null | Null | Null
0.05856 | 9 | 0.00115 | 11.5 | 0.9 | Null | Null | Null | Null | Null | Null | Null | Null | Null
0.05856 | 9 | 0.00115 | 11.5 | 1 | Null | Null | Null | Null | Null | Null | Null | Null | Null
0.05856 | 9 | 0.00115 | 12 | 0.15 | Null | Null | Null | Null | Null | Null | Null | Null | Null
0.05856 | 9 | 0.00115 | 12 | 0.2 | Null | Null | Null | Null | Null | Null | Null | Null | Null
0.05856 | 9 | 0.00115 | 12 | 0.3 | Null | Null | Null | Null | Null | Null | Null | Null | Null
0.05856 | 9 | 0.00115 | 12 | 0.4 | Null | Null | Null | Null | Null | Null | Null | Null | Null
0.05856 | 9 | 0.00115 | 12 | 0.5 | Null | Null | Null | Null | Null | Null | Null | Null | Null
0.05856 | 9 | 0.00115 | 12 | 0.6 | Null | Null | Null | Null | Null | Null | Null | Null | Null
0.05856 | 9 | 0.00115 | 12 | 0.7 | Null | Null | Null | Null | Null | Null | Null | Null | Null
0.05856 | 9 | 0.00115 | 12 | 0.8 | Null | Null | Null | Null | Null | Null | Null | Null | Null
0.05856 | 9 | 0.00115 | 12 | 0.9 | Null | Null | Null | Null | Null | Null | Null | Null | Null
0.05856 | 9 | 0.00115 | 12 | 1 | Null | Null | Null | Null | Null | Null | Null | Null | Null
0.05856 | 9 | 0.00115 | 12.5 | 0.15 | Null | Null | Null | Null | Null | Null | Null | Null | Null
0.05856 | 9 | 0.00115 | 12.5 | 0.2 | Null | Null | Null | Null | Null | Null | Null | Null | Null
0.05856 | 9 | 0.00115 | 12.5 | 0.3 | Null | Null | Null | Null | Null | Null | Null | Null | Null
0.05856 | 9 | 0.00115 | 12.5 | 0.4 | Null | Null | Null | Null | Null | Null | Null | Null | Null
0.05856 | 9 | 0.00115 | 12.5 | 0.5 | Null | Null | Null | Null | Null | Null | Null | Null | Null
0.05856 | 9 | 0.00115 | 12.5 | 0.6 | Null | Null | Null | Null | Null | Null | Null | Null | Null
0.05856 | 9 | 0.00115 | 12.5 | 0.7 | Null | Null | Null | Null | Null | Null | Null | Null | Null
0.05856 | 9 | 0.00115 | 12.5 | 0.8 | Null | Null | Null | Null | Null | Null | Null | Null | Null
0.05856 | 9 | 0.00115 | 12.5 | 0.9 | Null | Null | Null | Null | Null | Null | Null | Null | Null
0.05856 | 9 | 0.00115 | 12.5 | 1 | Null | Null | Null | Null | Null | Null | Null | Null | Null
0.05856 | 9 | 0.00115 | 13 | 0.15 | Null | Null | Null | Null | Null | Null | Null | Null | Null
0.05856 | 9 | 0.00115 | 13 | 0.2 | Null | Null | Null | Null | Null | Null | Null | Null | Null
0.05856 | 9 | 0.00115 | 13 | 0.3 | Null | Null | Null | Null | Null | Null | Null | Null | Null
0.05856 | 9 | 0.00115 | 13 | 0.4 | Null | Null | Null | Null | Null | Null | Null | Null | Null
0.05856 | 9 | 0.00115 | 13 | 0.5 | Null | Null | Null | Null | Null | Null | Null | Null | Null
0.05856 | 9 | 0.00115 | 13 | 0.6 | Null | Null | Null | Null | Null | Null | Null | Null | Null
0.05856 | 9 | 0.00115 | 13 | 0.7 | Null | Null | Null | Null | Null | Null | Null | Null | Null
0.05856 | 9 | 0.00115 | 13 | 0.8 | Null | Null | Null | Null | Null | Null | Null | Null | Null
0.05856 | 9 | 0.00115 | 13 | 0.9 | Null | Null | Null | Null | Null | Null | Null | Null | Null
0.05856 | 9 | 0.00115 | 13 | 1 | Null | Null | Null | Null | Null | Null | Null | Null | Null
0.05856 | 9 | 0.00115 | 13.5 | 0.15 | Null | Null | Null | Null | Null | Null | Null | Null | Null
0.05856 | 9 | 0.00115 | 13.5 | 0.2 | Null | Null | Null | Null | Null | Null | Null | Null | Null
0.05856 | 9 | 0.00115 | 13.5 | 0.3 | Null | Null | Null | Null | Null | Null | Null | Null | Null
0.05856 | 9 | 0.00115 | 13.5 | 0.4 | Null | Null | Null | Null | Null | Null | Null | Null | Null
0.05856 | 9 | 0.00115 | 13.5 | 0.5 | Null | Null | Null | Null | Null | Null | Null | Null | Null
0.05856 | 9 | 0.00115 | 13.5 | 0.6 | Null | Null | Null | Null | Null | Null | Null | Null | Null
0.05856 | 9 | 0.00115 | 13.5 | 0.7 | Null | Null | Null | Null | Null | Null | Null | Null | Null
0.05856 | 9 | 0.00115 | 13.5 | 0.8 | Null | Null | Null | Null | Null | Null | Null | Null | Null
0.05856 | 9 | 0.00115 | 13.5 | 0.9 | Null | Null | Null | Null | Null | Null | Null | Null | Null
0.05856 | 9 | 0.00115 | 13.5 | 1 | Null | Null | Null | Null | Null | Null | Null | Null | Null
0.05856 | 9 | 0.00115 | 14 | 0.15 | Null | Null | Null | Null | Null | Null | Null | Null | Null
0.05856 | 9 | 0.00115 | 14 | 0.2 | Null | Null | Null | Null | Null | Null | Null | Null | Null
0.05856 | 9 | 0.00115 | 14 | 0.3 | Null | Null | Null | Null | Null | Null | Null | Null | Null
0.05856 | 9 | 0.00115 | 14 | 0.4 | Null | Null | Null | Null | Null | Null | Null | Null | Null
0.05856 | 9 | 0.00115 | 14 | 0.5 | Null | Null | Null | Null | Null | Null | Null | Null | Null
0.05856 | 9 | 0.00115 | 14 | 0.6 | Null | Null | Null | Null | Null | Null | Null | Null | Null
0.05856 | 9 | 0.00115 | 14 | 0.7 | Null | Null | Null | Null | Null | Null | Null | Null | Null
0.05856 | 9 | 0.00115 | 14 | 0.8 | Null | Null | Null | Null | Null | Null | Null | Null | Null
0.05856 | 9 | 0.00115 | 14 | 0.9 | Null | Null | Null | Null | Null | Null | Null | Null | Null
0.05856 | 9 | 0.00115 | 14 | 1 | Null | Null | Null | Null | Null | Null | Null | Null | Null
0.05856 | 9 | 0.00115 | 14.5 | 0.15 | Null | Null | Null | Null | Null | Null | Null | Null | Null
0.05856 | 9 | 0.00115 | 14.5 | 0.2 | Null | Null | Null | Null | Null | Null | Null | Null | Null
0.05856 | 9 | 0.00115 | 14.5 | 0.3 | Null | Null | Null | Null | Null | Null | Null | Null | Null
0.05856 | 9 | 0.00115 | 14.5 | 0.4 | Null | Null | Null | Null | Null | Null | Null | Null | Null
0.05856 | 9 | 0.00115 | 14.5 | 0.5 | Null | Null | Null | Null | Null | Null | Null | Null | Null
0.05856 | 9 | 0.00115 | 14.5 | 0.6 | Null | Null | Null | Null | Null | Null | Null | Null | Null
0.05856 | 9 | 0.00115 | 14.5 | 0.7 | Null | Null | Null | Null | Null | Null | Null | Null | Null
0.05856 | 9 | 0.00115 | 14.5 | 0.8 | Null | Null | Null | Null | Null | Null | Null | Null | Null
0.05856 | 9 | 0.00115 | 14.5 | 0.9 | Null | Null | Null | Null | Null | Null | Null | Null | Null
0.05856 | 9 | 0.00115 | 14.5 | 1 | Null | Null | Null | Null | Null | Null | Null | Null | Null
0.05856 | 9 | 0.00115 | 15 | 0.15 | Null | Null | Null | Null | Null | Null | Null | Null | Null
0.05856 | 9 | 0.00115 | 15 | 0.2 | Null | Null | Null | Null | Null | Null | Null | Null | Null
0.05856 | 9 | 0.00115 | 15 | 0.3 | Null | Null | Null | Null | Null | Null | Null | Null | Null
0.05856 | 9 | 0.00115 | 15 | 0.4 | Null | Null | Null | Null | Null | Null | Null | Null | Null
0.05856 | 9 | 0.00115 | 15 | 0.5 | Null | Null | Null | Null | Null | Null | Null | Null | Null
0.05856 | 9 | 0.00115 | 15 | 0.6 | Null | Null | Null | Null | Null | Null | Null | Null | Null
0.05856 | 9 | 0.00115 | 15 | 0.7 | Null | Null | Null | Null | Null | Null | Null | Null | Null
0.05856 | 9 | 0.00115 | 15 | 0.8 | Null | Null | Null | Null | Null | Null | Null | Null | Null
0.05856 | 9 | 0.00115 | 15 | 0.9 | Null | Null | Null | Null | Null | Null | Null | Null | Null
0.05856 | 9 | 0.00115 | 15 | 1 | Null | Null | Null | Null | Null | Null | Null | Null | Null
0.05856 | 9 | 0.00115 | 15.5 | 0.15 | Null | Null | Null | Null | Null | Null | Null | Null | Null
0.05856 | 9 | 0.00115 | 15.5 | 0.2 | Null | Null | Null | Null | Null | Null | Null | Null | Null
0.05856 | 9 | 0.00115 | 15.5 | 0.3 | Null | Null | Null | Null | Null | Null | Null | Null | Null
0.05856 | 9 | 0.00115 | 15.5 | 0.4 | Null | Null | Null | Null | Null | Null | Null | Null | Null
0.05856 | 9 | 0.00115 | 15.5 | 0.5 | Null | Null | Null | Null | Null | Null | Null | Null | Null
0.05856 | 9 | 0.00115 | 15.5 | 0.6 | Null | Null | Null | Null | Null | Null | Null | Null | Null
0.05856 | 9 | 0.00115 | 15.5 | 0.7 | Null | Null | Null | Null | Null | Null | Null | Null | Null
0.05856 | 9 | 0.00115 | 15.5 | 0.8 | Null | Null | Null | Null | Null | Null | Null | Null | Null
0.05856 | 9 | 0.00115 | 15.5 | 0.9 | Null | Null | Null | Null | Null | Null | Null | Null | Null
0.05856 | 9 | 0.00115 | 15.5 | 1 | Null | Null | Null | Null | Null | Null | Null | Null | Null
0.05856 | 9 | 0.00115 | 16 | 0.15 | Null | Null | Null | Null | Null | Null | Null | Null | Null
0.05856 | 9 | 0.00115 | 16 | 0.2 | Null | Null | Null | Null | Null | Null | Null | Null | Null
0.05856 | 9 | 0.00115 | 16 | 0.3 | Null | Null | Null | Null | Null | Null | Null | Null | Null
0.05856 | 9 | 0.00115 | 16 | 0.4 | Null | Null | Null | Null | Null | Null | Null | Null | Null
0.05856 | 9 | 0.00115 | 16 | 0.5 | Null | Null | Null | Null | Null | Null | Null | Null | Null
0.05856 | 9 | 0.00115 | 16 | 0.6 | Null | Null | Null | Null | Null | Null | Null | Null | Null
0.05856 | 9 | 0.00115 | 16 | 0.7 | Null | Null | Null | Null | Null | Null | Null | Null | Null
0.05856 | 9 | 0.00115 | 16 | 0.8 | Null | Null | Null | Null | Null | Null | Null | Null | Null
0.05856 | 9 | 0.00115 | 16 | 0.9 | Null | Null | Null | Null | Null | Null | Null | Null | Null
0.05856 | 9 | 0.00115 | 16 | 1 | Null | Null | Null | Null | Null | Null | Null | Null | Null
0.05856 | 9 | 0.00115 | 16.5 | 0.15 | Null | Null | Null | Null | Null | Null | Null | Null | Null
0.05856 | 9 | 0.00115 | 16.5 | 0.2 | Null | Null | Null | Null | Null | Null | Null | Null | Null
0.05856 | 9 | 0.00115 | 16.5 | 0.3 | Null | Null | Null | Null | Null | Null | Null | Null | Null
0.05856 | 9 | 0.00115 | 16.5 | 0.4 | Null | Null | Null | Null | Null | Null | Null | Null | Null
0.05856 | 9 | 0.00115 | 16.5 | 0.5 | Null | Null | Null | Null | Null | Null | Null | Null | Null
0.05856 | 9 | 0.00115 | 16.5 | 0.6 | Null | Null | Null | Null | Null | Null | Null | Null | Null
0.05856 | 9 | 0.00115 | 16.5 | 0.7 | Null | Null | Null | Null | Null | Null | Null | Null | Null
0.05856 | 9 | 0.00115 | 16.5 | 0.8 | Null | Null | Null | Null | Null | Null | Null | Null | Null
0.05856 | 9 | 0.00115 | 16.5 | 0.9 | Null | Null | Null | Null | Null | Null | Null | Null | Null
0.05856 | 9 | 0.00115 | 16.5 | 1 | Null | Null | Null | Null | Null | Null | Null | Null | Null
0.05856 | 9 | 0.00115 | 17 | 0.15 | Null | Null | Null | Null | Null | Null | Null | Null | Null
0.05856 | 9 | 0.00115 | 17 | 0.2 | Null | Null | Null | Null | Null | Null | Null | Null | Null
0.05856 | 9 | 0.00115 | 17 | 0.3 | Null | Null | Null | Null | Null | Null | Null | Null | Null
0.05856 | 9 | 0.00115 | 17 | 0.4 | Null | Null | Null | Null | Null | Null | Null | Null | Null
0.05856 | 9 | 0.00115 | 17 | 0.5 | Null | Null | Null | Null | Null | Null | Null | Null | Null
0.05856 | 9 | 0.00115 | 17 | 0.6 | Null | Null | Null | Null | Null | Null | Null | Null | Null
0.05856 | 9 | 0.00115 | 17 | 0.7 | Null | Null | Null | Null | Null | Null | Null | Null | Null
0.05856 | 9 | 0.00115 | 17 | 0.8 | Null | Null | Null | Null | Null | Null | Null | Null | Null
0.05856 | 9 | 0.00115 | 17 | 0.9 | Null | Null | Null | Null | Null | Null | Null | Null | Null
0.05856 | 9 | 0.00115 | 17 | 1 | Null | Null | Null | Null | Null | Null | Null | Null | Null
0.05856 | 9 | 0.00115 | 17.5 | 0.15 | Null | Null | Null | Null | Null | Null | Null | Null | Null
0.05856 | 9 | 0.00115 | 17.5 | 0.2 | Null | Null | Null | Null | Null | Null | Null | Null | Null
0.05856 | 9 | 0.00115 | 17.5 | 0.3 | Null | Null | Null | Null | Null | Null | Null | Null | Null
0.05856 | 9 | 0.00115 | 17.5 | 0.4 | Null | Null | Null | Null | Null | Null | Null | Null | Null
0.05856 | 9 | 0.00115 | 17.5 | 0.5 | Null | Null | Null | Null | Null | Null | Null | Null | Null
0.05856 | 9 | 0.00115 | 17.5 | 0.6 | Null | Null | Null | Null | Null | Null | Null | Null | Null
0.05856 | 9 | 0.00115 | 17.5 | 0.7 | Null | Null | Null | Null | Null | Null | Null | Null | Null
0.05856 | 9 | 0.00115 | 17.5 | 0.8 | Null | Null | Null | Null | Null | Null | Null | Null | Null
0.05856 | 9 | 0.00115 | 17.5 | 0.9 | Null | Null | Null | Null | Null | Null | Null | Null | Null
0.05856 | 9 | 0.00115 | 17.5 | 1 | Null | Null | Null | Null | Null | Null | Null | Null | Null
0.05856 | 9 | 0.00115 | 18 | 0.15 | Null | Null | Null | Null | Null | Null | Null | Null | Null
0.05856 | 9 | 0.00115 | 18 | 0.2 | Null | Null | Null | Null | Null | Null | Null | Null | Null
0.05856 | 9 | 0.00115 | 18 | 0.3 | Null | Null | Null | Null | Null | Null | Null | Null | Null
0.05856 | 9 | 0.00115 | 18 | 0.4 | Null | Null | Null | Null | Null | Null | Null | Null | Null
0.05856 | 9 | 0.00115 | 18 | 0.5 | Null | Null | Null | Null | Null | Null | Null | Null | Null
0.05856 | 9 | 0.00115 | 18 | 0.6 | Null | Null | Null | Null | Null | Null | Null | Null | Null
0.05856 | 9 | 0.00115 | 18 | 0.7 | Null | Null | Null | Null | Null | Null | Null | Null | Null
0.05856 | 9 | 0.00115 | 18 | 0.8 | Null | Null | Null | Null | Null | Null | Null | Null | Null
0.05856 | 9 | 0.00115 | 18 | 0.9 | Null | Null | Null | Null | Null | Null | Null | Null | Null
0.05856 | 9 | 0.00115 | 18 | 1 | Null | Null | Null | Null | Null | Null | Null | Null | Null
0.05856 | 9 | 0.00115 | 21 | 0.15 | Null | Null | Null | Null | Null | Null | Null | Null | Null
0.05856 | 9 | 0.00115 | 21 | 0.2 | Null | Null | Null | Null | Null | Null | Null | Null | Null
0.05856 | 9 | 0.00115 | 21 | 0.3 | Null | Null | Null | Null | Null | Null | Null | Null | Null
0.05856 | 9 | 0.00115 | 21 | 0.4 | Null | Null | Null | Null | Null | Null | Null | Null | Null
0.05856 | 9 | 0.00115 | 21 | 0.5 | Null | Null | Null | Null | Null | Null | Null | Null | Null
0.05856 | 9 | 0.00115 | 21 | 0.6 | Null | Null | Null | Null | Null | Null | Null | Null | Null
0.05856 | 9 | 0.00115 | 21 | 0.7 | Null | Null | Null | Null | Null | Null | Null | Null | Null
0.05856 | 9 | 0.00115 | 21 | 0.8 | Null | Null | Null | Null | Null | Null | Null | Null | Null
0.05856 | 9 | 0.00115 | 21 | 0.9 | Null | Null | Null | Null | Null | Null | Null | Null | Null
0.05856 | 9 | 0.00115 | 21 | 1 | Null | Null | Null | Null | Null | Null | Null | Null | Null
0.05856 | 9 | 0.00115 | 24 | 0.15 | Null | Null | Null | Null | Null | Null | Null | Null | Null
0.05856 | 9 | 0.00115 | 24 | 0.2 | Null | Null | Null | Null | Null | Null | Null | Null | Null
0.05856 | 9 | 0.00115 | 24 | 0.3 | Null | Null | Null | Null | Null | Null | Null | Null | Null
0.05856 | 9 | 0.00115 | 24 | 0.4 | Null | Null | Null | Null | Null | Null | Null | Null | Null
0.05856 | 9 | 0.00115 | 24 | 0.5 | Null | Null | Null | Null | Null | Null | Null | Null | Null
0.05856 | 9 | 0.00115 | 24 | 0.6 | Null | Null | Null | Null | Null | Null | Null | Null | Null
0.05856 | 9 | 0.00115 | 24 | 0.7 | Null | Null | Null | Null | Null | Null | Null | Null | Null
0.05856 | 9 | 0.00115 | 24 | 0.8 | Null | Null | Null | Null | Null | Null | Null | Null | Null
0.05856 | 9 | 0.00115 | 24 | 0.9 | Null | Null | Null | Null | Null | Null | Null | Null | Null
0.05856 | 9 | 0.00115 | 24 | 1 | Null | Null | Null | Null | Null | Null | Null | Null | Null
0.05856 | 9 | 0.00115 | 27 | 0.15 | Null | Null | Null | Null | Null | Null | Null | Null | Null
0.05856 | 9 | 0.00115 | 27 | 0.2 | Null | Null | Null | Null | Null | Null | Null | Null | Null
0.05856 | 9 | 0.00115 | 27 | 0.3 | Null | Null | Null | Null | Null | Null | Null | Null | Null
0.05856 | 9 | 0.00115 | 27 | 0.4 | Null | Null | Null | Null | Null | Null | Null | Null | Null
0.05856 | 9 | 0.00115 | 27 | 0.5 | Null | Null | Null | Null | Null | Null | Null | Null | Null
0.05856 | 9 | 0.00115 | 27 | 0.6 | Null | Null | Null | Null | Null | Null | Null | Null | Null
0.05856 | 9 | 0.00115 | 27 | 0.7 | Null | Null | Null | Null | Null | Null | Null | Null | Null
0.05856 | 9 | 0.00115 | 27 | 0.8 | Null | Null | Null | Null | Null | Null | Null | Null | Null
0.05856 | 9 | 0.00115 | 27 | 0.9 | Null | Null | Null | Null | Null | Null | Null | Null | Null
0.05856 | 9 | 0.00115 | 27 | 1 | Null | Null | Null | Null | Null | Null | Null | Null | Null
0.05856 | 9 | 0.00115 | 30 | 0.15 | Null | Null | Null | Null | Null | Null | Null | Null | Null
0.05856 | 9 | 0.00115 | 30 | 0.2 | Null | Null | Null | Null | Null | Null | Null | Null | Null
0.05856 | 9 | 0.00115 | 30 | 0.3 | Null | Null | Null | Null | Null | Null | Null | Null | Null
0.05856 | 9 | 0.00115 | 30 | 0.4 | Null | Null | Null | Null | Null | Null | Null | Null | Null
0.05856 | 9 | 0.00115 | 30 | 0.5 | Null | Null | Null | Null | Null | Null | Null | Null | Null
0.05856 | 9 | 0.00115 | 30 | 0.6 | Null | Null | Null | Null | Null | Null | Null | Null | Null
0.05856 | 9 | 0.00115 | 30 | 0.7 | Null | Null | Null | Null | Null | Null | Null | Null | Null
0.05856 | 9 | 0.00115 | 30 | 0.8 | Null | Null | Null | Null | Null | Null | Null | Null | Null
0.05856 | 9 | 0.00115 | 30 | 0.9 | Null | Null | Null | Null | Null | Null | Null | Null | Null
0.05856 | 9 | 0.00115 | 30 | 1 | Null | Null | Null | Null | Null | Null | Null | Null | Null
0.05856 | 9 | 0.077 | 10.5 | 0.15 | Null | Null | Null | Null | Null | Null | Null | Null | Null
0.05856 | 9 | 0.077 | 10.5 | 0.2 | Null | Null | Null | Null | Null | Null | Null | Null | Null
0.05856 | 9 | 0.077 | 10.5 | 0.3 | Null | Null | Null | Null | Null | Null | Null | Null | Null
0.05856 | 9 | 0.077 | 10.5 | 0.4 | Null | Null | Null | Null | Null | Null | Null | Null | Null
0.05856 | 9 | 0.077 | 10.5 | 0.5 | Null | Null | Null | Null | Null | Null | Null | Null | Null
0.05856 | 9 | 0.077 | 10.5 | 0.6 | Null | Null | Null | Null | Null | Null | Null | Null | Null
0.05856 | 9 | 0.077 | 10.5 | 0.7 | Null | Null | Null | Null | Null | Null | Null | Null | Null
0.05856 | 9 | 0.077 | 10.5 | 0.8 | Null | Null | Null | Null | Null | Null | Null | Null | Null
0.05856 | 9 | 0.077 | 10.5 | 0.9 | Null | Null | Null | Null | Null | Null | Null | Null | Null
0.05856 | 9 | 0.077 | 10.5 | 1 | Null | Null | Null | Null | Null | Null | Null | Null | Null
0.05856 | 9 | 0.077 | 11 | 0.15 | Null | Null | Null | Null | Null | Null | Null | Null | Null
0.05856 | 9 | 0.077 | 11 | 0.2 | Null | Null | Null | Null | Null | Null | Null | Null | Null
0.05856 | 9 | 0.077 | 11 | 0.3 | Null | Null | Null | Null | Null | Null | Null | Null | Null
0.05856 | 9 | 0.077 | 11 | 0.4 | Null | Null | Null | Null | Null | Null | Null | Null | Null
0.05856 | 9 | 0.077 | 11 | 0.5 | Null | Null | Null | Null | Null | Null | Null | Null | Null
0.05856 | 9 | 0.077 | 11 | 0.6 | Null | Null | Null | Null | Null | Null | Null | Null | Null
0.05856 | 9 | 0.077 | 11 | 0.7 | Null | Null | Null | Null | Null | Null | Null | Null | Null
0.05856 | 9 | 0.077 | 11 | 0.8 | Null | Null | Null | Null | Null | Null | Null | Null | Null
0.05856 | 9 | 0.077 | 11 | 0.9 | Null | Null | Null | Null | Null | Null | Null | Null | Null
0.05856 | 9 | 0.077 | 11 | 1 | Null | Null | Null | Null | Null | Null | Null | Null | Null
0.05856 | 9 | 0.077 | 11.5 | 0.15 | Null | Null | Null | Null | Null | Null | Null | Null | Null
0.05856 | 9 | 0.077 | 11.5 | 0.2 | Null | Null | Null | Null | Null | Null | Null | Null | Null
0.05856 | 9 | 0.077 | 11.5 | 0.3 | Null | Null | Null | Null | Null | Null | Null | Null | Null
0.05856 | 9 | 0.077 | 11.5 | 0.4 | Null | Null | Null | Null | Null | Null | Null | Null | Null
0.05856 | 9 | 0.077 | 11.5 | 0.5 | Null | Null | Null | Null | Null | Null | Null | Null | Null
0.05856 | 9 | 0.077 | 11.5 | 0.6 | Null | Null | Null | Null | Null | Null | Null | Null | Null
0.05856 | 9 | 0.077 | 11.5 | 0.7 | Null | Null | Null | Null | Null | Null | Null | Null | Null
0.05856 | 9 | 0.077 | 11.5 | 0.8 | Null | Null | Null | Null | Null | Null | Null | Null | Null
0.05856 | 9 | 0.077 | 11.5 | 0.9 | Null | Null | Null | Null | Null | Null | Null | Null | Null
0.05856 | 9 | 0.077 | 11.5 | 1 | Null | Null | Null | Null | Null | Null | Null | Null | Null
0.05856 | 9 | 0.077 | 12 | 0.15 | Null | Null | Null | Null | Null | Null | Null | Null | Null
0.05856 | 9 | 0.077 | 12 | 0.2 | Null | Null | Null | Null | Null | Null | Null | Null | Null
0.05856 | 9 | 0.077 | 12 | 0.3 | Null | Null | Null | Null | Null | Null | Null | Null | Null
0.05856 | 9 | 0.077 | 12 | 0.4 | Null | Null | Null | Null | Null | Null | Null | Null | Null
0.05856 | 9 | 0.077 | 12 | 0.5 | Null | Null | Null | Null | Null | Null | Null | Null | Null
0.05856 | 9 | 0.077 | 12 | 0.6 | Null | Null | Null | Null | Null | Null | Null | Null | Null
0.05856 | 9 | 0.077 | 12 | 0.7 | Null | Null | Null | Null | Null | Null | Null | Null | Null
0.05856 | 9 | 0.077 | 12 | 0.8 | Null | Null | Null | Null | Null | Null | Null | Null | Null
0.05856 | 9 | 0.077 | 12 | 0.9 | Null | Null | Null | Null | Null | Null | Null | Null | Null
0.05856 | 9 | 0.077 | 12 | 1 | Null | Null | Null | Null | Null | Null | Null | Null | Null
0.05856 | 9 | 0.077 | 12.5 | 0.15 | Null | Null | Null | Null | Null | Null | Null | Null | Null
0.05856 | 9 | 0.077 | 12.5 | 0.2 | Null | Null | Null | Null | Null | Null | Null | Null | Null
0.05856 | 9 | 0.077 | 12.5 | 0.3 | Null | Null | Null | Null | Null | Null | Null | Null | Null
0.05856 | 9 | 0.077 | 12.5 | 0.4 | Null | Null | Null | Null | Null | Null | Null | Null | Null
0.05856 | 9 | 0.077 | 12.5 | 0.5 | Null | Null | Null | Null | Null | Null | Null | Null | Null
0.05856 | 9 | 0.077 | 12.5 | 0.6 | Null | Null | Null | Null | Null | Null | Null | Null | Null
0.05856 | 9 | 0.077 | 12.5 | 0.7 | Null | Null | Null | Null | Null | Null | Null | Null | Null
0.05856 | 9 | 0.077 | 12.5 | 0.8 | Null | Null | Null | Null | Null | Null | Null | Null | Null
0.05856 | 9 | 0.077 | 12.5 | 0.9 | Null | Null | Null | Null | Null | Null | Null | Null | Null
0.05856 | 9 | 0.077 | 12.5 | 1 | Null | Null | Null | Null | Null | Null | Null | Null | Null
0.05856 | 9 | 0.077 | 13 | 0.15 | Null | Null | Null | Null | Null | Null | Null | Null | Null
0.05856 | 9 | 0.077 | 13 | 0.2 | Null | Null | Null | Null | Null | Null | Null | Null | Null
0.05856 | 9 | 0.077 | 13 | 0.3 | Null | Null | Null | Null | Null | Null | Null | Null | Null
0.05856 | 9 | 0.077 | 13 | 0.4 | Null | Null | Null | Null | Null | Null | Null | Null | Null
0.05856 | 9 | 0.077 | 13 | 0.5 | Null | Null | Null | Null | Null | Null | Null | Null | Null
0.05856 | 9 | 0.077 | 13 | 0.6 | Null | Null | Null | Null | Null | Null | Null | Null | Null
0.05856 | 9 | 0.077 | 13 | 0.7 | Null | Null | Null | Null | Null | Null | Null | Null | Null
0.05856 | 9 | 0.077 | 13 | 0.8 | Null | Null | Null | Null | Null | Null | Null | Null | Null
0.05856 | 9 | 0.077 | 13 | 0.9 | Null | Null | Null | Null | Null | Null | Null | Null | Null
0.05856 | 9 | 0.077 | 13 | 1 | Null | Null | Null | Null | Null | Null | Null | Null | Null
0.05856 | 9 | 0.077 | 13.5 | 0.15 | Null | Null | Null | Null | Null | Null | Null | Null | Null
0.05856 | 9 | 0.077 | 13.5 | 0.2 | Null | Null | Null | Null | Null | Null | Null | Null | Null
0.05856 | 9 | 0.077 | 13.5 | 0.3 | Null | Null | Null | Null | Null | Null | Null | Null | Null
0.05856 | 9 | 0.077 | 13.5 | 0.4 | Null | Null | Null | Null | Null | Null | Null | Null | Null
0.05856 | 9 | 0.077 | 13.5 | 0.5 | Null | Null | Null | Null | Null | Null | Null | Null | Null
0.05856 | 9 | 0.077 | 13.5 | 0.6 | Null | Null | Null | Null | Null | Null | Null | Null | Null
0.05856 | 9 | 0.077 | 13.5 | 0.7 | Null | Null | Null | Null | Null | Null | Null | Null | Null
0.05856 | 9 | 0.077 | 13.5 | 0.8 | Null | Null | Null | Null | Null | Null | Null | Null | Null
0.05856 | 9 | 0.077 | 13.5 | 0.9 | Null | Null | Null | Null | Null | Null | Null | Null | Null
0.05856 | 9 | 0.077 | 13.5 | 1 | Null | Null | Null | Null | Null | Null | Null | Null | Null
0.05856 | 9 | 0.077 | 14 | 0.15 | Null | Null | Null | Null | Null | Null | Null | Null | Null
0.05856 | 9 | 0.077 | 14 | 0.2 | Null | Null | Null | Null | Null | Null | Null | Null | Null
0.05856 | 9 | 0.077 | 14 | 0.3 | Null | Null | Null | Null | Null | Null | Null | Null | Null
0.05856 | 9 | 0.077 | 14 | 0.4 | Null | Null | Null | Null | Null | Null | Null | Null | Null
0.05856 | 9 | 0.077 | 14 | 0.5 | Null | Null | Null | Null | Null | Null | Null | Null | Null
0.05856 | 9 | 0.077 | 14 | 0.6 | Null | Null | Null | Null | Null | Null | Null | Null | Null
0.05856 | 9 | 0.077 | 14 | 0.7 | Null | Null | Null | Null | Null | Null | Null | Null | Null
0.05856 | 9 | 0.077 | 14 | 0.8 | Null | Null | Null | Null | Null | Null | Null | Null | Null
0.05856 | 9 | 0.077 | 14 | 0.9 | Null | Null | Null | Null | Null | Null | Null | Null | Null
0.05856 | 9 | 0.077 | 14 | 1 | Null | Null | Null | Null | Null | Null | Null | Null | Null
0.05856 | 9 | 0.077 | 14.5 | 0.15 | Null | Null | Null | Null | Null | Null | Null | Null | Null
0.05856 | 9 | 0.077 | 14.5 | 0.2 | Null | Null | Null | Null | Null | Null | Null | Null | Null
0.05856 | 9 | 0.077 | 14.5 | 0.3 | Null | Null | Null | Null | Null | Null | Null | Null | Null
0.05856 | 9 | 0.077 | 14.5 | 0.4 | Null | Null | Null | Null | Null | Null | Null | Null | Null
0.05856 | 9 | 0.077 | 14.5 | 0.5 | Null | Null | Null | Null | Null | Null | Null | Null | Null
0.05856 | 9 | 0.077 | 14.5 | 0.6 | Null | Null | Null | Null | Null | Null | Null | Null | Null
0.05856 | 9 | 0.077 | 14.5 | 0.7 | Null | Null | Null | Null | Null | Null | Null | Null | Null
0.05856 | 9 | 0.077 | 14.5 | 0.8 | Null | Null | Null | Null | Null | Null | Null | Null | Null
0.05856 | 9 | 0.077 | 14.5 | 0.9 | Null | Null | Null | Null | Null | Null | Null | Null | Null
0.05856 | 9 | 0.077 | 14.5 | 1 | Null | Null | Null | Null | Null | Null | Null | Null | Null
0.05856 | 9 | 0.077 | 15 | 0.15 | Null | Null | Null | Null | Null | Null | Null | Null | Null
0.05856 | 9 | 0.077 | 15 | 0.2 | Null | Null | Null | Null | Null | Null | Null | Null | Null
0.05856 | 9 | 0.077 | 15 | 0.3 | Null | Null | Null | Null | Null | Null | Null | Null | Null
0.05856 | 9 | 0.077 | 15 | 0.4 | Null | Null | Null | Null | Null | Null | Null | Null | Null
0.05856 | 9 | 0.077 | 15 | 0.5 | Null | Null | Null | Null | Null | Null | Null | Null | Null
0.05856 | 9 | 0.077 | 15 | 0.6 | Null | Null | Null | Null | Null | Null | Null | Null | Null
0.05856 | 9 | 0.077 | 15 | 0.7 | Null | Null | Null | Null | Null | Null | Null | Null | Null
0.05856 | 9 | 0.077 | 15 | 0.8 | Null | Null | Null | Null | Null | Null | Null | Null | Null
0.05856 | 9 | 0.077 | 15 | 0.9 | Null | Null | Null | Null | Null | Null | Null | Null | Null
0.05856 | 9 | 0.077 | 15 | 1 | Null | Null | Null | Null | Null | Null | Null | Null | Null
0.05856 | 9 | 0.077 | 15.5 | 0.15 | Null | Null | Null | Null | Null | Null | Null | Null | Null
0.05856 | 9 | 0.077 | 15.5 | 0.2 | Null | Null | Null | Null | Null | Null | Null | Null | Null
0.05856 | 9 | 0.077 | 15.5 | 0.3 | Null | Null | Null | Null | Null | Null | Null | Null | Null
0.05856 | 9 | 0.077 | 15.5 | 0.4 | Null | Null | Null | Null | Null | Null | Null | Null | Null
0.05856 | 9 | 0.077 | 15.5 | 0.5 | Null | Null | Null | Null | Null | Null | Null | Null | Null
0.05856 | 9 | 0.077 | 15.5 | 0.6 | Null | Null | Null | Null | Null | Null | Null | Null | Null
0.05856 | 9 | 0.077 | 15.5 | 0.7 | Null | Null | Null | Null | Null | Null | Null | Null | Null
0.05856 | 9 | 0.077 | 15.5 | 0.8 | Null | Null | Null | Null | Null | Null | Null | Null | Null
0.05856 | 9 | 0.077 | 15.5 | 0.9 | Null | Null | Null | Null | Null | Null | Null | Null | Null
0.05856 | 9 | 0.077 | 15.5 | 1 | Null | Null | Null | Null | Null | Null | Null | Null | Null
0.05856 | 9 | 0.077 | 16 | 0.15 | Null | Null | Null | Null | Null | Null | Null | Null | Null
0.05856 | 9 | 0.077 | 16 | 0.2 | Null | Null | Null | Null | Null | Null | Null | Null | Null
0.05856 | 9 | 0.077 | 16 | 0.3 | Null | Null | Null | Null | Null | Null | Null | Null | Null
0.05856 | 9 | 0.077 | 16 | 0.4 | Null | Null | Null | Null | Null | Null | Null | Null | Null
0.05856 | 9 | 0.077 | 16 | 0.5 | Null | Null | Null | Null | Null | Null | Null | Null | Null
0.05856 | 9 | 0.077 | 16 | 0.6 | Null | Null | Null | Null | Null | Null | Null | Null | Null
0.05856 | 9 | 0.077 | 16 | 0.7 | Null | Null | Null | Null | Null | Null | Null | Null | Null
0.05856 | 9 | 0.077 | 16 | 0.8 | Null | Null | Null | Null | Null | Null | Null | Null | Null
0.05856 | 9 | 0.077 | 16 | 0.9 | Null | Null | Null | Null | Null | Null | Null | Null | Null
0.05856 | 9 | 0.077 | 16 | 1 | Null | Null | Null | Null | Null | Null | Null | Null | Null
0.05856 | 9 | 0.077 | 16.5 | 0.15 | Null | Null | Null | Null | Null | Null | Null | Null | Null
0.05856 | 9 | 0.077 | 16.5 | 0.2 | Null | Null | Null | Null | Null | Null | Null | Null | Null
0.05856 | 9 | 0.077 | 16.5 | 0.3 | Null | Null | Null | Null | Null | Null | Null | Null | Null
0.05856 | 9 | 0.077 | 16.5 | 0.4 | Null | Null | Null | Null | Null | Null | Null | Null | Null
0.05856 | 9 | 0.077 | 16.5 | 0.5 | Null | Null | Null | Null | Null | Null | Null | Null | Null
0.05856 | 9 | 0.077 | 16.5 | 0.6 | Null | Null | Null | Null | Null | Null | Null | Null | Null
0.05856 | 9 | 0.077 | 16.5 | 0.7 | Null | Null | Null | Null | Null | Null | Null | Null | Null
0.05856 | 9 | 0.077 | 16.5 | 0.8 | Null | Null | Null | Null | Null | Null | Null | Null | Null
0.05856 | 9 | 0.077 | 16.5 | 0.9 | Null | Null | Null | Null | Null | Null | Null | Null | Null
0.05856 | 9 | 0.077 | 16.5 | 1 | Null | Null | Null | Null | Null | Null | Null | Null | Null
0.05856 | 9 | 0.077 | 17 | 0.15 | Null | Null | Null | Null | Null | Null | Null | Null | Null
0.05856 | 9 | 0.077 | 17 | 0.2 | Null | Null | Null | Null | Null | Null | Null | Null | Null
0.05856 | 9 | 0.077 | 17 | 0.3 | Null | Null | Null | Null | Null | Null | Null | Null | Null
0.05856 | 9 | 0.077 | 17 | 0.4 | Null | Null | Null | Null | Null | Null | Null | Null | Null
0.05856 | 9 | 0.077 | 17 | 0.5 | Null | Null | Null | Null | Null | Null | Null | Null | Null
0.05856 | 9 | 0.077 | 17 | 0.6 | Null | Null | Null | Null | Null | Null | Null | Null | Null
0.05856 | 9 | 0.077 | 17 | 0.7 | Null | Null | Null | Null | Null | Null | Null | Null | Null
0.05856 | 9 | 0.077 | 17 | 0.8 | Null | Null | Null | Null | Null | Null | Null | Null | Null
0.05856 | 9 | 0.077 | 17 | 0.9 | Null | Null | Null | Null | Null | Null | Null | Null | Null
0.05856 | 9 | 0.077 | 17 | 1 | Null | Null | Null | Null | Null | Null | Null | Null | Null
0.05856 | 9 | 0.077 | 17.5 | 0.15 | Null | Null | Null | Null | Null | Null | Null | Null | Null
0.05856 | 9 | 0.077 | 17.5 | 0.2 | Null | Null | Null | Null | Null | Null | Null | Null | Null
0.05856 | 9 | 0.077 | 17.5 | 0.3 | Null | Null | Null | Null | Null | Null | Null | Null | Null
0.05856 | 9 | 0.077 | 17.5 | 0.4 | Null | Null | Null | Null | Null | Null | Null | Null | Null
0.05856 | 9 | 0.077 | 17.5 | 0.5 | Null | Null | Null | Null | Null | Null | Null | Null | Null
0.05856 | 9 | 0.077 | 17.5 | 0.6 | Null | Null | Null | Null | Null | Null | Null | Null | Null
0.05856 | 9 | 0.077 | 17.5 | 0.7 | Null | Null | Null | Null | Null | Null | Null | Null | Null
0.05856 | 9 | 0.077 | 17.5 | 0.8 | Null | Null | Null | Null | Null | Null | Null | Null | Null
0.05856 | 9 | 0.077 | 17.5 | 0.9 | Null | Null | Null | Null | Null | Null | Null | Null | Null
0.05856 | 9 | 0.077 | 17.5 | 1 | Null | Null | Null | Null | Null | Null | Null | Null | Null
0.05856 | 9 | 0.077 | 18 | 0.15 | Null | Null | Null | Null | Null | Null | Null | Null | Null
0.05856 | 9 | 0.077 | 18 | 0.2 | Null | Null | Null | Null | Null | Null | Null | Null | Null
0.05856 | 9 | 0.077 | 18 | 0.3 | Null | Null | Null | Null | Null | Null | Null | Null | Null
0.05856 | 9 | 0.077 | 18 | 0.4 | Null | Null | Null | Null | Null | Null | Null | Null | Null
0.05856 | 9 | 0.077 | 18 | 0.5 | Null | Null | Null | Null | Null | Null | Null | Null | Null
0.05856 | 9 | 0.077 | 18 | 0.6 | Null | Null | Null | Null | Null | Null | Null | Null | Null
0.05856 | 9 | 0.077 | 18 | 0.7 | Null | Null | Null | Null | Null | Null | Null | Null | Null
0.05856 | 9 | 0.077 | 18 | 0.8 | Null | Null | Null | Null | Null | Null | Null | Null | Null
0.05856 | 9 | 0.077 | 18 | 0.9 | Null | Null | Null | Null | Null | Null | Null | Null | Null
0.05856 | 9 | 0.077 | 18 | 1 | Null | Null | Null | Null | Null | Null | Null | Null | Null
0.05856 | 9 | 0.077 | 21 | 0.15 | Null | Null | Null | Null | Null | Null | Null | Null | Null
0.05856 | 9 | 0.077 | 21 | 0.2 | Null | Null | Null | Null | Null | Null | Null | Null | Null
0.05856 | 9 | 0.077 | 21 | 0.3 | Null | Null | Null | Null | Null | Null | Null | Null | Null
0.05856 | 9 | 0.077 | 21 | 0.4 | Null | Null | Null | Null | Null | Null | Null | Null | Null
0.05856 | 9 | 0.077 | 21 | 0.5 | Null | Null | Null | Null | Null | Null | Null | Null | Null
0.05856 | 9 | 0.077 | 21 | 0.6 | Null | Null | Null | Null | Null | Null | Null | Null | Null
0.05856 | 9 | 0.077 | 21 | 0.7 | Null | Null | Null | Null | Null | Null | Null | Null | Null
0.05856 | 9 | 0.077 | 21 | 0.8 | Null | Null | Null | Null | Null | Null | Null | Null | Null
0.05856 | 9 | 0.077 | 21 | 0.9 | Null | Null | Null | Null | Null | Null | Null | Null | Null
0.05856 | 9 | 0.077 | 21 | 1 | Null | Null | Null | Null | Null | Null | Null | Null | Null
0.05856 | 9 | 0.077 | 24 | 0.15 | Null | Null | Null | Null | Null | Null | Null | Null | Null
0.05856 | 9 | 0.077 | 24 | 0.2 | Null | Null | Null | Null | Null | Null | Null | Null | Null
0.05856 | 9 | 0.077 | 24 | 0.3 | Null | Null | Null | Null | Null | Null | Null | Null | Null
0.05856 | 9 | 0.077 | 24 | 0.4 | Null | Null | Null | Null | Null | Null | Null | Null | Null
0.05856 | 9 | 0.077 | 24 | 0.5 | Null | Null | Null | Null | Null | Null | Null | Null | Null
0.05856 | 9 | 0.077 | 24 | 0.6 | Null | Null | Null | Null | Null | Null | Null | Null | Null
0.05856 | 9 | 0.077 | 24 | 0.7 | Null | Null | Null | Null | Null | Null | Null | Null | Null
0.05856 | 9 | 0.077 | 24 | 0.8 | Null | Null | Null | Null | Null | Null | Null | Null | Null
0.05856 | 9 | 0.077 | 24 | 0.9 | Null | Null | Null | Null | Null | Null | Null | Null | Null
0.05856 | 9 | 0.077 | 24 | 1 | Null | Null | Null | Null | Null | Null | Null | Null | Null
0.05856 | 9 | 0.077 | 27 | 0.15 | Null | Null | Null | Null | Null | Null | Null | Null | Null
0.05856 | 9 | 0.077 | 27 | 0.2 | Null | Null | Null | Null | Null | Null | Null | Null | Null
0.05856 | 9 | 0.077 | 27 | 0.3 | Null | Null | Null | Null | Null | Null | Null | Null | Null
0.05856 | 9 | 0.077 | 27 | 0.4 | Null | Null | Null | Null | Null | Null | Null | Null | Null
0.05856 | 9 | 0.077 | 27 | 0.5 | Null | Null | Null | Null | Null | Null | Null | Null | Null
0.05856 | 9 | 0.077 | 27 | 0.6 | Null | Null | Null | Null | Null | Null | Null | Null | Null
0.05856 | 9 | 0.077 | 27 | 0.7 | Null | Null | Null | Null | Null | Null | Null | Null | Null
0.05856 | 9 | 0.077 | 27 | 0.8 | Null | Null | Null | Null | Null | Null | Null | Null | Null
0.05856 | 9 | 0.077 | 27 | 0.9 | Null | Null | Null | Null | Null | Null | Null | Null | Null
0.05856 | 9 | 0.077 | 27 | 1 | Null | Null | Null | Null | Null | Null | Null | Null | Null
0.05856 | 9 | 0.077 | 30 | 0.15 | Null | Null | Null | Null | Null | Null | Null | Null | Null
0.05856 | 9 | 0.077 | 30 | 0.2 | Null | Null | Null | Null | Null | Null | Null | Null | Null
0.05856 | 9 | 0.077 | 30 | 0.3 | Null | Null | Null | Null | Null | Null | Null | Null | Null
0.05856 | 9 | 0.077 | 30 | 0.4 | Null | Null | Null | Null | Null | Null | Null | Null | Null
0.05856 | 9 | 0.077 | 30 | 0.5 | Null | Null | Null | Null | Null | Null | Null | Null | Null
0.05856 | 9 | 0.077 | 30 | 0.6 | Null | Null | Null | Null | Null | Null | Null | Null | Null
0.05856 | 9 | 0.077 | 30 | 0.7 | Null | Null | Null | Null | Null | Null | Null | Null | Null
0.05856 | 9 | 0.077 | 30 | 0.8 | Null | Null | Null | Null | Null | Null | Null | Null | Null
0.05856 | 9 | 0.077 | 30 | 0.9 | Null | Null | Null | Null | Null | Null | Null | Null | Null
0.05856 | 9 | 0.077 | 30 | 1 | Null | Null | Null | Null | Null | Null | Null | Null | Null
0.05856 | 9 | 0.09437 | 10.5 | 0.15 | Null | Null | Null | Null | Null | Null | Null | Null | Null
0.05856 | 9 | 0.09437 | 10.5 | 0.2 | Null | Null | Null | Null | Null | Null | Null | Null | Null
0.05856 | 9 | 0.09437 | 10.5 | 0.3 | Null | Null | Null | Null | Null | Null | Null | Null | Null
0.05856 | 9 | 0.09437 | 10.5 | 0.4 | Null | Null | Null | Null | Null | Null | Null | Null | Null
0.05856 | 9 | 0.09437 | 10.5 | 0.5 | Null | Null | Null | Null | Null | Null | Null | Null | Null
0.05856 | 9 | 0.09437 | 10.5 | 0.6 | Null | Null | Null | Null | Null | Null | Null | Null | Null
0.05856 | 9 | 0.09437 | 10.5 | 0.7 | Null | Null | Null | Null | Null | Null | Null | Null | Null
0.05856 | 9 | 0.09437 | 10.5 | 0.8 | Null | Null | Null | Null | Null | Null | Null | Null | Null
0.05856 | 9 | 0.09437 | 10.5 | 0.9 | Null | Null | Null | Null | Null | Null | Null | Null | Null
0.05856 | 9 | 0.09437 | 10.5 | 1 | Null | Null | Null | Null | Null | Null | Null | Null | Null
0.05856 | 9 | 0.09437 | 11 | 0.15 | Null | Null | Null | Null | Null | Null | Null | Null | Null
0.05856 | 9 | 0.09437 | 11 | 0.2 | Null | Null | Null | Null | Null | Null | Null | Null | Null
0.05856 | 9 | 0.09437 | 11 | 0.3 | Null | Null | Null | Null | Null | Null | Null | Null | Null
0.05856 | 9 | 0.09437 | 11 | 0.4 | Null | Null | Null | Null | Null | Null | Null | Null | Null
0.05856 | 9 | 0.09437 | 11 | 0.5 | Null | Null | Null | Null | Null | Null | Null | Null | Null
0.05856 | 9 | 0.09437 | 11 | 0.6 | Null | Null | Null | Null | Null | Null | Null | Null | Null
0.05856 | 9 | 0.09437 | 11 | 0.7 | Null | Null | Null | Null | Null | Null | Null | Null | Null
0.05856 | 9 | 0.09437 | 11 | 0.8 | Null | Null | Null | Null | Null | Null | Null | Null | Null
0.05856 | 9 | 0.09437 | 11 | 0.9 | Null | Null | Null | Null | Null | Null | Null | Null | Null
0.05856 | 9 | 0.09437 | 11 | 1 | Null | Null | Null | Null | Null | Null | Null | Null | Null
0.05856 | 9 | 0.09437 | 11.5 | 0.15 | Null | Null | Null | Null | Null | Null | Null | Null | Null
0.05856 | 9 | 0.09437 | 11.5 | 0.2 | Null | Null | Null | Null | Null | Null | Null | Null | Null
0.05856 | 9 | 0.09437 | 11.5 | 0.3 | Null | Null | Null | Null | Null | Null | Null | Null | Null
0.05856 | 9 | 0.09437 | 11.5 | 0.4 | Null | Null | Null | Null | Null | Null | Null | Null | Null
0.05856 | 9 | 0.09437 | 11.5 | 0.5 | Null | Null | Null | Null | Null | Null | Null | Null | Null
0.05856 | 9 | 0.09437 | 11.5 | 0.6 | Null | Null | Null | Null | Null | Null | Null | Null | Null
0.05856 | 9 | 0.09437 | 11.5 | 0.7 | Null | Null | Null | Null | Null | Null | Null | Null | Null
0.05856 | 9 | 0.09437 | 11.5 | 0.8 | Null | Null | Null | Null | Null | Null | Null | Null | Null
0.05856 | 9 | 0.09437 | 11.5 | 0.9 | Null | Null | Null | Null | Null | Null | Null | Null | Null
0.05856 | 9 | 0.09437 | 11.5 | 1 | Null | Null | Null | Null | Null | Null | Null | Null | Null
0.05856 | 9 | 0.09437 | 12 | 0.15 | Null | Null | Null | Null | Null | Null | Null | Null | Null
0.05856 | 9 | 0.09437 | 12 | 0.2 | Null | Null | Null | Null | Null | Null | Null | Null | Null
0.05856 | 9 | 0.09437 | 12 | 0.3 | Null | Null | Null | Null | Null | Null | Null | Null | Null
0.05856 | 9 | 0.09437 | 12 | 0.4 | Null | Null | Null | Null | Null | Null | Null | Null | Null
0.05856 | 9 | 0.09437 | 12 | 0.5 | Null | Null | Null | Null | Null | Null | Null | Null | Null
0.05856 | 9 | 0.09437 | 12 | 0.6 | Null | Null | Null | Null | Null | Null | Null | Null | Null
0.05856 | 9 | 0.09437 | 12 | 0.7 | Null | Null | Null | Null | Null | Null | Null | Null | Null
0.05856 | 9 | 0.09437 | 12 | 0.8 | Null | Null | Null | Null | Null | Null | Null | Null | Null
0.05856 | 9 | 0.09437 | 12 | 0.9 | Null | Null | Null | Null | Null | Null | Null | Null | Null
0.05856 | 9 | 0.09437 | 12 | 1 | Null | Null | Null | Null | Null | Null | Null | Null | Null
0.05856 | 9 | 0.09437 | 12.5 | 0.15 | Null | Null | Null | Null | Null | Null | Null | Null | Null
0.05856 | 9 | 0.09437 | 12.5 | 0.2 | Null | Null | Null | Null | Null | Null | Null | Null | Null
0.05856 | 9 | 0.09437 | 12.5 | 0.3 | Null | Null | Null | Null | Null | Null | Null | Null | Null
0.05856 | 9 | 0.09437 | 12.5 | 0.4 | Null | Null | Null | Null | Null | Null | Null | Null | Null
0.05856 | 9 | 0.09437 | 12.5 | 0.5 | Null | Null | Null | Null | Null | Null | Null | Null | Null
0.05856 | 9 | 0.09437 | 12.5 | 0.6 | Null | Null | Null | Null | Null | Null | Null | Null | Null
0.05856 | 9 | 0.09437 | 12.5 | 0.7 | Null | Null | Null | Null | Null | Null | Null | Null | Null
0.05856 | 9 | 0.09437 | 12.5 | 0.8 | Null | Null | Null | Null | Null | Null | Null | Null | Null
0.05856 | 9 | 0.09437 | 12.5 | 0.9 | Null | Null | Null | Null | Null | Null | Null | Null | Null
0.05856 | 9 | 0.09437 | 12.5 | 1 | Null | Null | Null | Null | Null | Null | Null | Null | Null
0.05856 | 9 | 0.09437 | 13 | 0.15 | Null | Null | Null | Null | Null | Null | Null | Null | Null
0.05856 | 9 | 0.09437 | 13 | 0.2 | Null | Null | Null | Null | Null | Null | Null | Null | Null
0.05856 | 9 | 0.09437 | 13 | 0.3 | Null | Null | Null | Null | Null | Null | Null | Null | Null
0.05856 | 9 | 0.09437 | 13 | 0.4 | Null | Null | Null | Null | Null | Null | Null | Null | Null
0.05856 | 9 | 0.09437 | 13 | 0.5 | Null | Null | Null | Null | Null | Null | Null | Null | Null
0.05856 | 9 | 0.09437 | 13 | 0.6 | Null | Null | Null | Null | Null | Null | Null | Null | Null
0.05856 | 9 | 0.09437 | 13 | 0.7 | Null | Null | Null | Null | Null | Null | Null | Null | Null
0.05856 | 9 | 0.09437 | 13 | 0.8 | Null | Null | Null | Null | Null | Null | Null | Null | Null
0.05856 | 9 | 0.09437 | 13 | 0.9 | Null | Null | Null | Null | Null | Null | Null | Null | Null
0.05856 | 9 | 0.09437 | 13 | 1 | Null | Null | Null | Null | Null | Null | Null | Null | Null
0.05856 | 9 | 0.09437 | 13.5 | 0.15 | Null | Null | Null | Null | Null | Null | Null | Null | Null
0.05856 | 9 | 0.09437 | 13.5 | 0.2 | Null | Null | Null | Null | Null | Null | Null | Null | Null
0.05856 | 9 | 0.09437 | 13.5 | 0.3 | Null | Null | Null | Null | Null | Null | Null | Null | Null
0.05856 | 9 | 0.09437 | 13.5 | 0.4 | Null | Null | Null | Null | Null | Null | Null | Null | Null
0.05856 | 9 | 0.09437 | 13.5 | 0.5 | Null | Null | Null | Null | Null | Null | Null | Null | Null
0.05856 | 9 | 0.09437 | 13.5 | 0.6 | Null | Null | Null | Null | Null | Null | Null | Null | Null
0.05856 | 9 | 0.09437 | 13.5 | 0.7 | Null | Null | Null | Null | Null | Null | Null | Null | Null
0.05856 | 9 | 0.09437 | 13.5 | 0.8 | Null | Null | Null | Null | Null | Null | Null | Null | Null
0.05856 | 9 | 0.09437 | 13.5 | 0.9 | Null | Null | Null | Null | Null | Null | Null | Null | Null
0.05856 | 9 | 0.09437 | 13.5 | 1 | Null | Null | Null | Null | Null | Null | Null | Null | Null
0.05856 | 9 | 0.09437 | 14 | 0.15 | Null | Null | Null | Null | Null | Null | Null | Null | Null
0.05856 | 9 | 0.09437 | 14 | 0.2 | Null | Null | Null | Null | Null | Null | Null | Null | Null
0.05856 | 9 | 0.09437 | 14 | 0.3 | Null | Null | Null | Null | Null | Null | Null | Null | Null
0.05856 | 9 | 0.09437 | 14 | 0.4 | Null | Null | Null | Null | Null | Null | Null | Null | Null
0.05856 | 9 | 0.09437 | 14 | 0.5 | Null | Null | Null | Null | Null | Null | Null | Null | Null
0.05856 | 9 | 0.09437 | 14 | 0.6 | Null | Null | Null | Null | Null | Null | Null | Null | Null
0.05856 | 9 | 0.09437 | 14 | 0.7 | Null | Null | Null | Null | Null | Null | Null | Null | Null
0.05856 | 9 | 0.09437 | 14 | 0.8 | Null | Null | Null | Null | Null | Null | Null | Null | Null
0.05856 | 9 | 0.09437 | 14 | 0.9 | Null | Null | Null | Null | Null | Null | Null | Null | Null
0.05856 | 9 | 0.09437 | 14 | 1 | Null | Null | Null | Null | Null | Null | Null | Null | Null
0.05856 | 9 | 0.09437 | 14.5 | 0.15 | Null | Null | Null | Null | Null | Null | Null | Null | Null
0.05856 | 9 | 0.09437 | 14.5 | 0.2 | Null | Null | Null | Null | Null | Null | Null | Null | Null
0.05856 | 9 | 0.09437 | 14.5 | 0.3 | Null | Null | Null | Null | Null | Null | Null | Null | Null
0.05856 | 9 | 0.09437 | 14.5 | 0.4 | Null | Null | Null | Null | Null | Null | Null | Null | Null
0.05856 | 9 | 0.09437 | 14.5 | 0.5 | Null | Null | Null | Null | Null | Null | Null | Null | Null
0.05856 | 9 | 0.09437 | 14.5 | 0.6 | Null | Null | Null | Null | Null | Null | Null | Null | Null
0.05856 | 9 | 0.09437 | 14.5 | 0.7 | Null | Null | Null | Null | Null | Null | Null | Null | Null
0.05856 | 9 | 0.09437 | 14.5 | 0.8 | Null | Null | Null | Null | Null | Null | Null | Null | Null
0.05856 | 9 | 0.09437 | 14.5 | 0.9 | Null | Null | Null | Null | Null | Null | Null | Null | Null
0.05856 | 9 | 0.09437 | 14.5 | 1 | Null | Null | Null | Null | Null | Null | Null | Null | Null
0.05856 | 9 | 0.09437 | 15 | 0.15 | Null | Null | Null | Null | Null | Null | Null | Null | Null
0.05856 | 9 | 0.09437 | 15 | 0.2 | Null | Null | Null | Null | Null | Null | Null | Null | Null
0.05856 | 9 | 0.09437 | 15 | 0.3 | Null | Null | Null | Null | Null | Null | Null | Null | Null
0.05856 | 9 | 0.09437 | 15 | 0.4 | Null | Null | Null | Null | Null | Null | Null | Null | Null
0.05856 | 9 | 0.09437 | 15 | 0.5 | Null | Null | Null | Null | Null | Null | Null | Null | Null
0.05856 | 9 | 0.09437 | 15 | 0.6 | Null | Null | Null | Null | Null | Null | Null | Null | Null
0.05856 | 9 | 0.09437 | 15 | 0.7 | Null | Null | Null | Null | Null | Null | Null | Null | Null
0.05856 | 9 | 0.09437 | 15 | 0.8 | Null | Null | Null | Null | Null | Null | Null | Null | Null
0.05856 | 9 | 0.09437 | 15 | 0.9 | Null | Null | Null | Null | Null | Null | Null | Null | Null
0.05856 | 9 | 0.09437 | 15 | 1 | Null | Null | Null | Null | Null | Null | Null | Null | Null
0.05856 | 9 | 0.09437 | 15.5 | 0.15 | Null | Null | Null | Null | Null | Null | Null | Null | Null
0.05856 | 9 | 0.09437 | 15.5 | 0.2 | Null | Null | Null | Null | Null | Null | Null | Null | Null
0.05856 | 9 | 0.09437 | 15.5 | 0.3 | Null | Null | Null | Null | Null | Null | Null | Null | Null
0.05856 | 9 | 0.09437 | 15.5 | 0.4 | Null | Null | Null | Null | Null | Null | Null | Null | Null
0.05856 | 9 | 0.09437 | 15.5 | 0.5 | Null | Null | Null | Null | Null | Null | Null | Null | Null
0.05856 | 9 | 0.09437 | 15.5 | 0.6 | Null | Null | Null | Null | Null | Null | Null | Null | Null
0.05856 | 9 | 0.09437 | 15.5 | 0.7 | Null | Null | Null | Null | Null | Null | Null | Null | Null
0.05856 | 9 | 0.09437 | 15.5 | 0.8 | Null | Null | Null | Null | Null | Null | Null | Null | Null
0.05856 | 9 | 0.09437 | 15.5 | 0.9 | Null | Null | Null | Null | Null | Null | Null | Null | Null
0.05856 | 9 | 0.09437 | 15.5 | 1 | Null | Null | Null | Null | Null | Null | Null | Null | Null
0.05856 | 9 | 0.09437 | 16 | 0.15 | Null | Null | Null | Null | Null | Null | Null | Null | Null
0.05856 | 9 | 0.09437 | 16 | 0.2 | Null | Null | Null | Null | Null | Null | Null | Null | Null
0.05856 | 9 | 0.09437 | 16 | 0.3 | Null | Null | Null | Null | Null | Null | Null | Null | Null
0.05856 | 9 | 0.09437 | 16 | 0.4 | Null | Null | Null | Null | Null | Null | Null | Null | Null
0.05856 | 9 | 0.09437 | 16 | 0.5 | Null | Null | Null | Null | Null | Null | Null | Null | Null
0.05856 | 9 | 0.09437 | 16 | 0.6 | Null | Null | Null | Null | Null | Null | Null | Null | Null
0.05856 | 9 | 0.09437 | 16 | 0.7 | Null | Null | Null | Null | Null | Null | Null | Null | Null
0.05856 | 9 | 0.09437 | 16 | 0.8 | Null | Null | Null | Null | Null | Null | Null | Null | Null
0.05856 | 9 | 0.09437 | 16 | 0.9 | Null | Null | Null | Null | Null | Null | Null | Null | Null
0.05856 | 9 | 0.09437 | 16 | 1 | Null | Null | Null | Null | Null | Null | Null | Null | Null
0.05856 | 9 | 0.09437 | 16.5 | 0.15 | Null | Null | Null | Null | Null | Null | Null | Null | Null
0.05856 | 9 | 0.09437 | 16.5 | 0.2 | Null | Null | Null | Null | Null | Null | Null | Null | Null
0.05856 | 9 | 0.09437 | 16.5 | 0.3 | Null | Null | Null | Null | Null | Null | Null | Null | Null
0.05856 | 9 | 0.09437 | 16.5 | 0.4 | Null | Null | Null | Null | Null | Null | Null | Null | Null
0.05856 | 9 | 0.09437 | 16.5 | 0.5 | Null | Null | Null | Null | Null | Null | Null | Null | Null
0.05856 | 9 | 0.09437 | 16.5 | 0.6 | Null | Null | Null | Null | Null | Null | Null | Null | Null
0.05856 | 9 | 0.09437 | 16.5 | 0.7 | Null | Null | Null | Null | Null | Null | Null | Null | Null
0.05856 | 9 | 0.09437 | 16.5 | 0.8 | Null | Null | Null | Null | Null | Null | Null | Null | Null
0.05856 | 9 | 0.09437 | 16.5 | 0.9 | Null | Null | Null | Null | Null | Null | Null | Null | Null
0.05856 | 9 | 0.09437 | 16.5 | 1 | Null | Null | Null | Null | Null | Null | Null | Null | Null
0.05856 | 9 | 0.09437 | 17 | 0.15 | Null | Null | Null | Null | Null | Null | Null | Null | Null
0.05856 | 9 | 0.09437 | 17 | 0.2 | Null | Null | Null | Null | Null | Null | Null | Null | Null
0.05856 | 9 | 0.09437 | 17 | 0.3 | Null | Null | Null | Null | Null | Null | Null | Null | Null
0.05856 | 9 | 0.09437 | 17 | 0.4 | Null | Null | Null | Null | Null | Null | Null | Null | Null
0.05856 | 9 | 0.09437 | 17 | 0.5 | Null | Null | Null | Null | Null | Null | Null | Null | Null
0.05856 | 9 | 0.09437 | 17 | 0.6 | Null | Null | Null | Null | Null | Null | Null | Null | Null
0.05856 | 9 | 0.09437 | 17 | 0.7 | Null | Null | Null | Null | Null | Null | Null | Null | Null
0.05856 | 9 | 0.09437 | 17 | 0.8 | Null | Null | Null | Null | Null | Null | Null | Null | Null
0.05856 | 9 | 0.09437 | 17 | 0.9 | Null | Null | Null | Null | Null | Null | Null | Null | Null
0.05856 | 9 | 0.09437 | 17 | 1 | Null | Null | Null | Null | Null | Null | Null | Null | Null
0.05856 | 9 | 0.09437 | 17.5 | 0.15 | Null | Null | Null | Null | Null | Null | Null | Null | Null
0.05856 | 9 | 0.09437 | 17.5 | 0.2 | Null | Null | Null | Null | Null | Null | Null | Null | Null
0.05856 | 9 | 0.09437 | 17.5 | 0.3 | Null | Null | Null | Null | Null | Null | Null | Null | Null
0.05856 | 9 | 0.09437 | 17.5 | 0.4 | Null | Null | Null | Null | Null | Null | Null | Null | Null
0.05856 | 9 | 0.09437 | 17.5 | 0.5 | Null | Null | Null | Null | Null | Null | Null | Null | Null
0.05856 | 9 | 0.09437 | 17.5 | 0.6 | Null | Null | Null | Null | Null | Null | Null | Null | Null
0.05856 | 9 | 0.09437 | 17.5 | 0.7 | Null | Null | Null | Null | Null | Null | Null | Null | Null
0.05856 | 9 | 0.09437 | 17.5 | 0.8 | Null | Null | Null | Null | Null | Null | Null | Null | Null
0.05856 | 9 | 0.09437 | 17.5 | 0.9 | Null | Null | Null | Null | Null | Null | Null | Null | Null
0.05856 | 9 | 0.09437 | 17.5 | 1 | Null | Null | Null | Null | Null | Null | Null | Null | Null
0.05856 | 9 | 0.09437 | 18 | 0.15 | Null | Null | Null | Null | Null | Null | Null | Null | Null
0.05856 | 9 | 0.09437 | 18 | 0.2 | Null | Null | Null | Null | Null | Null | Null | Null | Null
0.05856 | 9 | 0.09437 | 18 | 0.3 | Null | Null | Null | Null | Null | Null | Null | Null | Null
0.05856 | 9 | 0.09437 | 18 | 0.4 | Null | Null | Null | Null | Null | Null | Null | Null | Null
0.05856 | 9 | 0.09437 | 18 | 0.5 | Null | Null | Null | Null | Null | Null | Null | Null | Null
0.05856 | 9 | 0.09437 | 18 | 0.6 | Null | Null | Null | Null | Null | Null | Null | Null | Null
0.05856 | 9 | 0.09437 | 18 | 0.7 | Null | Null | Null | Null | Null | Null | Null | Null | Null
0.05856 | 9 | 0.09437 | 18 | 0.8 | Null | Null | Null | Null | Null | Null | Null | Null | Null
0.05856 | 9 | 0.09437 | 18 | 0.9 | Null | Null | Null | Null | Null | Null | Null | Null | Null
0.05856 | 9 | 0.09437 | 18 | 1 | Null | Null | Null | Null | Null | Null | Null | Null | Null
0.05856 | 9 | 0.09437 | 21 | 0.15 | Null | Null | Null | Null | Null | Null | Null | Null | Null
0.05856 | 9 | 0.09437 | 21 | 0.2 | Null | Null | Null | Null | Null | Null | Null | Null | Null
0.05856 | 9 | 0.09437 | 21 | 0.3 | Null | Null | Null | Null | Null | Null | Null | Null | Null
0.05856 | 9 | 0.09437 | 21 | 0.4 | Null | Null | Null | Null | Null | Null | Null | Null | Null
0.05856 | 9 | 0.09437 | 21 | 0.5 | Null | Null | Null | Null | Null | Null | Null | Null | Null
0.05856 | 9 | 0.09437 | 21 | 0.6 | Null | Null | Null | Null | Null | Null | Null | Null | Null
0.05856 | 9 | 0.09437 | 21 | 0.7 | Null | Null | Null | Null | Null | Null | Null | Null | Null
0.05856 | 9 | 0.09437 | 21 | 0.8 | Null | Null | Null | Null | Null | Null | Null | Null | Null
0.05856 | 9 | 0.09437 | 21 | 0.9 | Null | Null | Null | Null | Null | Null | Null | Null | Null
0.05856 | 9 | 0.09437 | 21 | 1 | Null | Null | Null | Null | Null | Null | Null | Null | Null
0.05856 | 9 | 0.09437 | 24 | 0.15 | Null | Null | Null | Null | Null | Null | Null | Null | Null
0.05856 | 9 | 0.09437 | 24 | 0.2 | Null | Null | Null | Null | Null | Null | Null | Null | Null
0.05856 | 9 | 0.09437 | 24 | 0.3 | Null | Null | Null | Null | Null | Null | Null | Null | Null
0.05856 | 9 | 0.09437 | 24 | 0.4 | Null | Null | Null | Null | Null | Null | Null | Null | Null
0.05856 | 9 | 0.09437 | 24 | 0.5 | Null | Null | Null | Null | Null | Null | Null | Null | Null
0.05856 | 9 | 0.09437 | 24 | 0.6 | Null | Null | Null | Null | Null | Null | Null | Null | Null
0.05856 | 9 | 0.09437 | 24 | 0.7 | Null | Null | Null | Null | Null | Null | Null | Null | Null
0.05856 | 9 | 0.09437 | 24 | 0.8 | Null | Null | Null | Null | Null | Null | Null | Null | Null
0.05856 | 9 | 0.09437 | 24 | 0.9 | Null | Null | Null | Null | Null | Null | Null | Null | Null
0.05856 | 9 | 0.09437 | 24 | 1 | Null | Null | Null | Null | Null | Null | Null | Null | Null
0.05856 | 9 | 0.09437 | 27 | 0.15 | Null | Null | Null | Null | Null | Null | Null | Null | Null
0.05856 | 9 | 0.09437 | 27 | 0.2 | Null | Null | Null | Null | Null | Null | Null | Null | Null
0.05856 | 9 | 0.09437 | 27 | 0.3 | Null | Null | Null | Null | Null | Null | Null | Null | Null
0.05856 | 9 | 0.09437 | 27 | 0.4 | Null | Null | Null | Null | Null | Null | Null | Null | Null
0.05856 | 9 | 0.09437 | 27 | 0.5 | Null | Null | Null | Null | Null | Null | Null | Null | Null
0.05856 | 9 | 0.09437 | 27 | 0.6 | Null | Null | Null | Null | Null | Null | Null | Null | Null
0.05856 | 9 | 0.09437 | 27 | 0.7 | Null | Null | Null | Null | Null | Null | Null | Null | Null
0.05856 | 9 | 0.09437 | 27 | 0.8 | Null | Null | Null | Null | Null | Null | Null | Null | Null
0.05856 | 9 | 0.09437 | 27 | 0.9 | Null | Null | Null | Null | Null | Null | Null | Null | Null
0.05856 | 9 | 0.09437 | 27 | 1 | Null | Null | Null | Null | Null | Null | Null | Null | Null
0.05856 | 9 | 0.09437 | 30 | 0.15 | Null | Null | Null | Null | Null | Null | Null | Null | Null
0.05856 | 9 | 0.09437 | 30 | 0.2 | Null | Null | Null | Null | Null | Null | Null | Null | Null
0.05856 | 9 | 0.09437 | 30 | 0.3 | Null | Null | Null | Null | Null | Null | Null | Null | Null
0.05856 | 9 | 0.09437 | 30 | 0.4 | Null | Null | Null | Null | Null | Null | Null | Null | Null
0.05856 | 9 | 0.09437 | 30 | 0.5 | Null | Null | Null | Null | Null | Null | Null | Null | Null
0.05856 | 9 | 0.09437 | 30 | 0.6 | Null | Null | Null | Null | Null | Null | Null | Null | Null
0.05856 | 9 | 0.09437 | 30 | 0.7 | Null | Null | Null | Null | Null | Null | Null | Null | Null
0.05856 | 9 | 0.09437 | 30 | 0.8 | Null | Null | Null | Null | Null | Null | Null | Null | Null
0.05856 | 9 | 0.09437 | 30 | 0.9 | Null | Null | Null | Null | Null | Null | Null | Null | Null
0.05856 | 9 | 0.09437 | 30 | 1 | Null | Null | Null | Null | Null | Null | Null | Null | Null
0.05856 | 9 | 0.09644 | 10.5 | 0.15 | Null | Null | Null | Null | Null | Null | Null | Null | Null
0.05856 | 9 | 0.09644 | 10.5 | 0.2 | Null | Null | Null | Null | Null | Null | Null | Null | Null
0.05856 | 9 | 0.09644 | 10.5 | 0.3 | Null | Null | Null | Null | Null | Null | Null | Null | Null
0.05856 | 9 | 0.09644 | 10.5 | 0.4 | Null | Null | Null | Null | Null | Null | Null | Null | Null
0.05856 | 9 | 0.09644 | 10.5 | 0.5 | Null | Null | Null | Null | Null | Null | Null | Null | Null
0.05856 | 9 | 0.09644 | 10.5 | 0.6 | Null | Null | Null | Null | Null | Null | Null | Null | Null
0.05856 | 9 | 0.09644 | 10.5 | 0.7 | Null | Null | Null | Null | Null | Null | Null | Null | Null
0.05856 | 9 | 0.09644 | 10.5 | 0.8 | Null | Null | Null | Null | Null | Null | Null | Null | Null
0.05856 | 9 | 0.09644 | 10.5 | 0.9 | Null | Null | Null | Null | Null | Null | Null | Null | Null
0.05856 | 9 | 0.09644 | 10.5 | 1 | Null | Null | Null | Null | Null | Null | Null | Null | Null
0.05856 | 9 | 0.09644 | 11 | 0.15 | Null | Null | Null | Null | Null | Null | Null | Null | Null
0.05856 | 9 | 0.09644 | 11 | 0.2 | Null | Null | Null | Null | Null | Null | Null | Null | Null
0.05856 | 9 | 0.09644 | 11 | 0.3 | Null | Null | Null | Null | Null | Null | Null | Null | Null
0.05856 | 9 | 0.09644 | 11 | 0.4 | Null | Null | Null | Null | Null | Null | Null | Null | Null
0.05856 | 9 | 0.09644 | 11 | 0.5 | Null | Null | Null | Null | Null | Null | Null | Null | Null
0.05856 | 9 | 0.09644 | 11 | 0.6 | Null | Null | Null | Null | Null | Null | Null | Null | Null
0.05856 | 9 | 0.09644 | 11 | 0.7 | Null | Null | Null | Null | Null | Null | Null | Null | Null
0.05856 | 9 | 0.09644 | 11 | 0.8 | Null | Null | Null | Null | Null | Null | Null | Null | Null
0.05856 | 9 | 0.09644 | 11 | 0.9 | Null | Null | Null | Null | Null | Null | Null | Null | Null
0.05856 | 9 | 0.09644 | 11 | 1 | Null | Null | Null | Null | Null | Null | Null | Null | Null
0.05856 | 9 | 0.09644 | 11.5 | 0.15 | Null | Null | Null | Null | Null | Null | Null | Null | Null
0.05856 | 9 | 0.09644 | 11.5 | 0.2 | Null | Null | Null | Null | Null | Null | Null | Null | Null
0.05856 | 9 | 0.09644 | 11.5 | 0.3 | Null | Null | Null | Null | Null | Null | Null | Null | Null
0.05856 | 9 | 0.09644 | 11.5 | 0.4 | Null | Null | Null | Null | Null | Null | Null | Null | Null
0.05856 | 9 | 0.09644 | 11.5 | 0.5 | Null | Null | Null | Null | Null | Null | Null | Null | Null
0.05856 | 9 | 0.09644 | 11.5 | 0.6 | Null | Null | Null | Null | Null | Null | Null | Null | Null
0.05856 | 9 | 0.09644 | 11.5 | 0.7 | Null | Null | Null | Null | Null | Null | Null | Null | Null
0.05856 | 9 | 0.09644 | 11.5 | 0.8 | Null | Null | Null | Null | Null | Null | Null | Null | Null
0.05856 | 9 | 0.09644 | 11.5 | 0.9 | Null | Null | Null | Null | Null | Null | Null | Null | Null
0.05856 | 9 | 0.09644 | 11.5 | 1 | Null | Null | Null | Null | Null | Null | Null | Null | Null
0.05856 | 9 | 0.09644 | 12 | 0.15 | Null | Null | Null | Null | Null | Null | Null | Null | Null
0.05856 | 9 | 0.09644 | 12 | 0.2 | Null | Null | Null | Null | Null | Null | Null | Null | Null
0.05856 | 9 | 0.09644 | 12 | 0.3 | Null | Null | Null | Null | Null | Null | Null | Null | Null
0.05856 | 9 | 0.09644 | 12 | 0.4 | Null | Null | Null | Null | Null | Null | Null | Null | Null
0.05856 | 9 | 0.09644 | 12 | 0.5 | Null | Null | Null | Null | Null | Null | Null | Null | Null
0.05856 | 9 | 0.09644 | 12 | 0.6 | Null | Null | Null | Null | Null | Null | Null | Null | Null
0.05856 | 9 | 0.09644 | 12 | 0.7 | Null | Null | Null | Null | Null | Null | Null | Null | Null
0.05856 | 9 | 0.09644 | 12 | 0.8 | Null | Null | Null | Null | Null | Null | Null | Null | Null
0.05856 | 9 | 0.09644 | 12 | 0.9 | Null | Null | Null | Null | Null | Null | Null | Null | Null
0.05856 | 9 | 0.09644 | 12 | 1 | Null | Null | Null | Null | Null | Null | Null | Null | Null
0.05856 | 9 | 0.09644 | 12.5 | 0.15 | Null | Null | Null | Null | Null | Null | Null | Null | Null
0.05856 | 9 | 0.09644 | 12.5 | 0.2 | Null | Null | Null | Null | Null | Null | Null | Null | Null
0.05856 | 9 | 0.09644 | 12.5 | 0.3 | Null | Null | Null | Null | Null | Null | Null | Null | Null
0.05856 | 9 | 0.09644 | 12.5 | 0.4 | Null | Null | Null | Null | Null | Null | Null | Null | Null
0.05856 | 9 | 0.09644 | 12.5 | 0.5 | Null | Null | Null | Null | Null | Null | Null | Null | Null
0.05856 | 9 | 0.09644 | 12.5 | 0.6 | Null | Null | Null | Null | Null | Null | Null | Null | Null
0.05856 | 9 | 0.09644 | 12.5 | 0.7 | Null | Null | Null | Null | Null | Null | Null | Null | Null
0.05856 | 9 | 0.09644 | 12.5 | 0.8 | Null | Null | Null | Null | Null | Null | Null | Null | Null
0.05856 | 9 | 0.09644 | 12.5 | 0.9 | Null | Null | Null | Null | Null | Null | Null | Null | Null
0.05856 | 9 | 0.09644 | 12.5 | 1 | Null | Null | Null | Null | Null | Null | Null | Null | Null
0.05856 | 9 | 0.09644 | 13 | 0.15 | Null | Null | Null | Null | Null | Null | Null | Null | Null
0.05856 | 9 | 0.09644 | 13 | 0.2 | Null | Null | Null | Null | Null | Null | Null | Null | Null
0.05856 | 9 | 0.09644 | 13 | 0.3 | Null | Null | Null | Null | Null | Null | Null | Null | Null
0.05856 | 9 | 0.09644 | 13 | 0.4 | Null | Null | Null | Null | Null | Null | Null | Null | Null
0.05856 | 9 | 0.09644 | 13 | 0.5 | Null | Null | Null | Null | Null | Null | Null | Null | Null
0.05856 | 9 | 0.09644 | 13 | 0.6 | Null | Null | Null | Null | Null | Null | Null | Null | Null
0.05856 | 9 | 0.09644 | 13 | 0.7 | Null | Null | Null | Null | Null | Null | Null | Null | Null
0.05856 | 9 | 0.09644 | 13 | 0.8 | Null | Null | Null | Null | Null | Null | Null | Null | Null
0.05856 | 9 | 0.09644 | 13 | 0.9 | Null | Null | Null | Null | Null | Null | Null | Null | Null
0.05856 | 9 | 0.09644 | 13 | 1 | Null | Null | Null | Null | Null | Null | Null | Null | Null
0.05856 | 9 | 0.09644 | 13.5 | 0.15 | Null | Null | Null | Null | Null | Null | Null | Null | Null
0.05856 | 9 | 0.09644 | 13.5 | 0.2 | Null | Null | Null | Null | Null | Null | Null | Null | Null
0.05856 | 9 | 0.09644 | 13.5 | 0.3 | Null | Null | Null | Null | Null | Null | Null | Null | Null
0.05856 | 9 | 0.09644 | 13.5 | 0.4 | Null | Null | Null | Null | Null | Null | Null | Null | Null
0.05856 | 9 | 0.09644 | 13.5 | 0.5 | Null | Null | Null | Null | Null | Null | Null | Null | Null
0.05856 | 9 | 0.09644 | 13.5 | 0.6 | Null | Null | Null | Null | Null | Null | Null | Null | Null
0.05856 | 9 | 0.09644 | 13.5 | 0.7 | Null | Null | Null | Null | Null | Null | Null | Null | Null
0.05856 | 9 | 0.09644 | 13.5 | 0.8 | Null | Null | Null | Null | Null | Null | Null | Null | Null
0.05856 | 9 | 0.09644 | 13.5 | 0.9 | Null | Null | Null | Null | Null | Null | Null | Null | Null
0.05856 | 9 | 0.09644 | 13.5 | 1 | Null | Null | Null | Null | Null | Null | Null | Null | Null
0.05856 | 9 | 0.09644 | 14 | 0.15 | Null | Null | Null | Null | Null | Null | Null | Null | Null
0.05856 | 9 | 0.09644 | 14 | 0.2 | Null | Null | Null | Null | Null | Null | Null | Null | Null
0.05856 | 9 | 0.09644 | 14 | 0.3 | Null | Null | Null | Null | Null | Null | Null | Null | Null
0.05856 | 9 | 0.09644 | 14 | 0.4 | Null | Null | Null | Null | Null | Null | Null | Null | Null
0.05856 | 9 | 0.09644 | 14 | 0.5 | Null | Null | Null | Null | Null | Null | Null | Null | Null
0.05856 | 9 | 0.09644 | 14 | 0.6 | Null | Null | Null | Null | Null | Null | Null | Null | Null
0.05856 | 9 | 0.09644 | 14 | 0.7 | Null | Null | Null | Null | Null | Null | Null | Null | Null
0.05856 | 9 | 0.09644 | 14 | 0.8 | Null | Null | Null | Null | Null | Null | Null | Null | Null
0.05856 | 9 | 0.09644 | 14 | 0.9 | Null | Null | Null | Null | Null | Null | Null | Null | Null
0.05856 | 9 | 0.09644 | 14 | 1 | Null | Null | Null | Null | Null | Null | Null | Null | Null
0.05856 | 9 | 0.09644 | 14.5 | 0.15 | Null | Null | Null | Null | Null | Null | Null | Null | Null
0.05856 | 9 | 0.09644 | 14.5 | 0.2 | Null | Null | Null | Null | Null | Null | Null | Null | Null
0.05856 | 9 | 0.09644 | 14.5 | 0.3 | Null | Null | Null | Null | Null | Null | Null | Null | Null
0.05856 | 9 | 0.09644 | 14.5 | 0.4 | Null | Null | Null | Null | Null | Null | Null | Null | Null
0.05856 | 9 | 0.09644 | 14.5 | 0.5 | Null | Null | Null | Null | Null | Null | Null | Null | Null
0.05856 | 9 | 0.09644 | 14.5 | 0.6 | Null | Null | Null | Null | Null | Null | Null | Null | Null
0.05856 | 9 | 0.09644 | 14.5 | 0.7 | Null | Null | Null | Null | Null | Null | Null | Null | Null
0.05856 | 9 | 0.09644 | 14.5 | 0.8 | Null | Null | Null | Null | Null | Null | Null | Null | Null
0.05856 | 9 | 0.09644 | 14.5 | 0.9 | Null | Null | Null | Null | Null | Null | Null | Null | Null
0.05856 | 9 | 0.09644 | 14.5 | 1 | Null | Null | Null | Null | Null | Null | Null | Null | Null
0.05856 | 9 | 0.09644 | 15 | 0.15 | Null | Null | Null | Null | Null | Null | Null | Null | Null
0.05856 | 9 | 0.09644 | 15 | 0.2 | Null | Null | Null | Null | Null | Null | Null | Null | Null
0.05856 | 9 | 0.09644 | 15 | 0.3 | Null | Null | Null | Null | Null | Null | Null | Null | Null
0.05856 | 9 | 0.09644 | 15 | 0.4 | Null | Null | Null | Null | Null | Null | Null | Null | Null
0.05856 | 9 | 0.09644 | 15 | 0.5 | Null | Null | Null | Null | Null | Null | Null | Null | Null
0.05856 | 9 | 0.09644 | 15 | 0.6 | Null | Null | Null | Null | Null | Null | Null | Null | Null
0.05856 | 9 | 0.09644 | 15 | 0.7 | Null | Null | Null | Null | Null | Null | Null | Null | Null
0.05856 | 9 | 0.09644 | 15 | 0.8 | Null | Null | Null | Null | Null | Null | Null | Null | Null
0.05856 | 9 | 0.09644 | 15 | 0.9 | Null | Null | Null | Null | Null | Null | Null | Null | Null
0.05856 | 9 | 0.09644 | 15 | 1 | Null | Null | Null | Null | Null | Null | Null | Null | Null
0.05856 | 9 | 0.09644 | 15.5 | 0.15 | Null | Null | Null | Null | Null | Null | Null | Null | Null
0.05856 | 9 | 0.09644 | 15.5 | 0.2 | Null | Null | Null | Null | Null | Null | Null | Null | Null
0.05856 | 9 | 0.09644 | 15.5 | 0.3 | Null | Null | Null | Null | Null | Null | Null | Null | Null
0.05856 | 9 | 0.09644 | 15.5 | 0.4 | Null | Null | Null | Null | Null | Null | Null | Null | Null
0.05856 | 9 | 0.09644 | 15.5 | 0.5 | Null | Null | Null | Null | Null | Null | Null | Null | Null
0.05856 | 9 | 0.09644 | 15.5 | 0.6 | Null | Null | Null | Null | Null | Null | Null | Null | Null
0.05856 | 9 | 0.09644 | 15.5 | 0.7 | Null | Null | Null | Null | Null | Null | Null | Null | Null
0.05856 | 9 | 0.09644 | 15.5 | 0.8 | Null | Null | Null | Null | Null | Null | Null | Null | Null
0.05856 | 9 | 0.09644 | 15.5 | 0.9 | Null | Null | Null | Null | Null | Null | Null | Null | Null
0.05856 | 9 | 0.09644 | 15.5 | 1 | Null | Null | Null | Null | Null | Null | Null | Null | Null
0.05856 | 9 | 0.09644 | 16 | 0.15 | Null | Null | Null | Null | Null | Null | Null | Null | Null
0.05856 | 9 | 0.09644 | 16 | 0.2 | Null | Null | Null | Null | Null | Null | Null | Null | Null
0.05856 | 9 | 0.09644 | 16 | 0.3 | Null | Null | Null | Null | Null | Null | Null | Null | Null
0.05856 | 9 | 0.09644 | 16 | 0.4 | Null | Null | Null | Null | Null | Null | Null | Null | Null
0.05856 | 9 | 0.09644 | 16 | 0.5 | Null | Null | Null | Null | Null | Null | Null | Null | Null
0.05856 | 9 | 0.09644 | 16 | 0.6 | Null | Null | Null | Null | Null | Null | Null | Null | Null
0.05856 | 9 | 0.09644 | 16 | 0.7 | Null | Null | Null | Null | Null | Null | Null | Null | Null
0.05856 | 9 | 0.09644 | 16 | 0.8 | Null | Null | Null | Null | Null | Null | Null | Null | Null
0.05856 | 9 | 0.09644 | 16 | 0.9 | Null | Null | Null | Null | Null | Null | Null | Null | Null
0.05856 | 9 | 0.09644 | 16 | 1 | Null | Null | Null | Null | Null | Null | Null | Null | Null
0.05856 | 9 | 0.09644 | 16.5 | 0.15 | Null | Null | Null | Null | Null | Null | Null | Null | Null
0.05856 | 9 | 0.09644 | 16.5 | 0.2 | Null | Null | Null | Null | Null | Null | Null | Null | Null
0.05856 | 9 | 0.09644 | 16.5 | 0.3 | Null | Null | Null | Null | Null | Null | Null | Null | Null
0.05856 | 9 | 0.09644 | 16.5 | 0.4 | Null | Null | Null | Null | Null | Null | Null | Null | Null
0.05856 | 9 | 0.09644 | 16.5 | 0.5 | Null | Null | Null | Null | Null | Null | Null | Null | Null
0.05856 | 9 | 0.09644 | 16.5 | 0.6 | Null | Null | Null | Null | Null | Null | Null | Null | Null
0.05856 | 9 | 0.09644 | 16.5 | 0.7 | Null | Null | Null | Null | Null | Null | Null | Null | Null
0.05856 | 9 | 0.09644 | 16.5 | 0.8 | Null | Null | Null | Null | Null | Null | Null | Null | Null
0.05856 | 9 | 0.09644 | 16.5 | 0.9 | Null | Null | Null | Null | Null | Null | Null | Null | Null
0.05856 | 9 | 0.09644 | 16.5 | 1 | Null | Null | Null | Null | Null | Null | Null | Null | Null
0.05856 | 9 | 0.09644 | 17 | 0.15 | Null | Null | Null | Null | Null | Null | Null | Null | Null
0.05856 | 9 | 0.09644 | 17 | 0.2 | Null | Null | Null | Null | Null | Null | Null | Null | Null
0.05856 | 9 | 0.09644 | 17 | 0.3 | Null | Null | Null | Null | Null | Null | Null | Null | Null
0.05856 | 9 | 0.09644 | 17 | 0.4 | Null | Null | Null | Null | Null | Null | Null | Null | Null
0.05856 | 9 | 0.09644 | 17 | 0.5 | Null | Null | Null | Null | Null | Null | Null | Null | Null
0.05856 | 9 | 0.09644 | 17 | 0.6 | Null | Null | Null | Null | Null | Null | Null | Null | Null
0.05856 | 9 | 0.09644 | 17 | 0.7 | Null | Null | Null | Null | Null | Null | Null | Null | Null
0.05856 | 9 | 0.09644 | 17 | 0.8 | Null | Null | Null | Null | Null | Null | Null | Null | Null
0.05856 | 9 | 0.09644 | 17 | 0.9 | Null | Null | Null | Null | Null | Null | Null | Null | Null
0.05856 | 9 | 0.09644 | 17 | 1 | Null | Null | Null | Null | Null | Null | Null | Null | Null
0.05856 | 9 | 0.09644 | 17.5 | 0.15 | Null | Null | Null | Null | Null | Null | Null | Null | Null
0.05856 | 9 | 0.09644 | 17.5 | 0.2 | Null | Null | Null | Null | Null | Null | Null | Null | Null
0.05856 | 9 | 0.09644 | 17.5 | 0.3 | Null | Null | Null | Null | Null | Null | Null | Null | Null
0.05856 | 9 | 0.09644 | 17.5 | 0.4 | Null | Null | Null | Null | Null | Null | Null | Null | Null
0.05856 | 9 | 0.09644 | 17.5 | 0.5 | Null | Null | Null | Null | Null | Null | Null | Null | Null
0.05856 | 9 | 0.09644 | 17.5 | 0.6 | Null | Null | Null | Null | Null | Null | Null | Null | Null
0.05856 | 9 | 0.09644 | 17.5 | 0.7 | Null | Null | Null | Null | Null | Null | Null | Null | Null
0.05856 | 9 | 0.09644 | 17.5 | 0.8 | Null | Null | Null | Null | Null | Null | Null | Null | Null
0.05856 | 9 | 0.09644 | 17.5 | 0.9 | Null | Null | Null | Null | Null | Null | Null | Null | Null
0.05856 | 9 | 0.09644 | 17.5 | 1 | Null | Null | Null | Null | Null | Null | Null | Null | Null
0.05856 | 9 | 0.09644 | 18 | 0.15 | Null | Null | Null | Null | Null | Null | Null | Null | Null
0.05856 | 9 | 0.09644 | 18 | 0.2 | Null | Null | Null | Null | Null | Null | Null | Null | Null
0.05856 | 9 | 0.09644 | 18 | 0.3 | Null | Null | Null | Null | Null | Null | Null | Null | Null
0.05856 | 9 | 0.09644 | 18 | 0.4 | Null | Null | Null | Null | Null | Null | Null | Null | Null
0.05856 | 9 | 0.09644 | 18 | 0.5 | Null | Null | Null | Null | Null | Null | Null | Null | Null
0.05856 | 9 | 0.09644 | 18 | 0.6 | Null | Null | Null | Null | Null | Null | Null | Null | Null
0.05856 | 9 | 0.09644 | 18 | 0.7 | Null | Null | Null | Null | Null | Null | Null | Null | Null
0.05856 | 9 | 0.09644 | 18 | 0.8 | Null | Null | Null | Null | Null | Null | Null | Null | Null
0.05856 | 9 | 0.09644 | 18 | 0.9 | Null | Null | Null | Null | Null | Null | Null | Null | Null
0.05856 | 9 | 0.09644 | 18 | 1 | Null | Null | Null | Null | Null | Null | Null | Null | Null
0.05856 | 9 | 0.09644 | 21 | 0.15 | Null | Null | Null | Null | Null | Null | Null | Null | Null
0.05856 | 9 | 0.09644 | 21 | 0.2 | Null | Null | Null | Null | Null | Null | Null | Null | Null
0.05856 | 9 | 0.09644 | 21 | 0.3 | Null | Null | Null | Null | Null | Null | Null | Null | Null
0.05856 | 9 | 0.09644 | 21 | 0.4 | Null | Null | Null | Null | Null | Null | Null | Null | Null
0.05856 | 9 | 0.09644 | 21 | 0.5 | Null | Null | Null | Null | Null | Null | Null | Null | Null
0.05856 | 9 | 0.09644 | 21 | 0.6 | Null | Null | Null | Null | Null | Null | Null | Null | Null
0.05856 | 9 | 0.09644 | 21 | 0.7 | Null | Null | Null | Null | Null | Null | Null | Null | Null
0.05856 | 9 | 0.09644 | 21 | 0.8 | Null | Null | Null | Null | Null | Null | Null | Null | Null
0.05856 | 9 | 0.09644 | 21 | 0.9 | Null | Null | Null | Null | Null | Null | Null | Null | Null
0.05856 | 9 | 0.09644 | 21 | 1 | Null | Null | Null | Null | Null | Null | Null | Null | Null
0.05856 | 9 | 0.09644 | 24 | 0.15 | Null | Null | Null | Null | Null | Null | Null | Null | Null
0.05856 | 9 | 0.09644 | 24 | 0.2 | Null | Null | Null | Null | Null | Null | Null | Null | Null
0.05856 | 9 | 0.09644 | 24 | 0.3 | Null | Null | Null | Null | Null | Null | Null | Null | Null
0.05856 | 9 | 0.09644 | 24 | 0.4 | Null | Null | Null | Null | Null | Null | Null | Null | Null
0.05856 | 9 | 0.09644 | 24 | 0.5 | Null | Null | Null | Null | Null | Null | Null | Null | Null
0.05856 | 9 | 0.09644 | 24 | 0.6 | Null | Null | Null | Null | Null | Null | Null | Null | Null
0.05856 | 9 | 0.09644 | 24 | 0.7 | Null | Null | Null | Null | Null | Null | Null | Null | Null
0.05856 | 9 | 0.09644 | 24 | 0.8 | Null | Null | Null | Null | Null | Null | Null | Null | Null
0.05856 | 9 | 0.09644 | 24 | 0.9 | Null | Null | Null | Null | Null | Null | Null | Null | Null
0.05856 | 9 | 0.09644 | 24 | 1 | Null | Null | Null | Null | Null | Null | Null | Null | Null
0.05856 | 9 | 0.09644 | 27 | 0.15 | Null | Null | Null | Null | Null | Null | Null | Null | Null
0.05856 | 9 | 0.09644 | 27 | 0.2 | Null | Null | Null | Null | Null | Null | Null | Null | Null
0.05856 | 9 | 0.09644 | 27 | 0.3 | Null | Null | Null | Null | Null | Null | Null | Null | Null
0.05856 | 9 | 0.09644 | 27 | 0.4 | Null | Null | Null | Null | Null | Null | Null | Null | Null
0.05856 | 9 | 0.09644 | 27 | 0.5 | Null | Null | Null | Null | Null | Null | Null | Null | Null
0.05856 | 9 | 0.09644 | 27 | 0.6 | Null | Null | Null | Null | Null | Null | Null | Null | Null
0.05856 | 9 | 0.09644 | 27 | 0.7 | Null | Null | Null | Null | Null | Null | Null | Null | Null
0.05856 | 9 | 0.09644 | 27 | 0.8 | Null | Null | Null | Null | Null | Null | Null | Null | Null
0.05856 | 9 | 0.09644 | 27 | 0.9 | Null | Null | Null | Null | Null | Null | Null | Null | Null
0.05856 | 9 | 0.09644 | 27 | 1 | Null | Null | Null | Null | Null | Null | Null | Null | Null
0.05856 | 9 | 0.09644 | 30 | 0.15 | Null | Null | Null | Null | Null | Null | Null | Null | Null
0.05856 | 9 | 0.09644 | 30 | 0.2 | Null | Null | Null | Null | Null | Null | Null | Null | Null
0.05856 | 9 | 0.09644 | 30 | 0.3 | Null | Null | Null | Null | Null | Null | Null | Null | Null
0.05856 | 9 | 0.09644 | 30 | 0.4 | Null | Null | Null | Null | Null | Null | Null | Null | Null
0.05856 | 9 | 0.09644 | 30 | 0.5 | Null | Null | Null | Null | Null | Null | Null | Null | Null
0.05856 | 9 | 0.09644 | 30 | 0.6 | Null | Null | Null | Null | Null | Null | Null | Null | Null
0.05856 | 9 | 0.09644 | 30 | 0.7 | Null | Null | Null | Null | Null | Null | Null | Null | Null
0.05856 | 9 | 0.09644 | 30 | 0.8 | Null | Null | Null | Null | Null | Null | Null | Null | Null
0.05856 | 9 | 0.09644 | 30 | 0.9 | Null | Null | Null | Null | Null | Null | Null | Null | Null
0.05856 | 9 | 0.09644 | 30 | 1 | Null | Null | Null | Null | Null | Null | Null | Null | Null
0.05856 | 9 | 0.09737 | 10.5 | 0.15 | Null | Null | Null | Null | Null | Null | Null | Null | Null
0.05856 | 9 | 0.09737 | 10.5 | 0.2 | Null | Null | Null | Null | Null | Null | Null | Null | Null
0.05856 | 9 | 0.09737 | 10.5 | 0.3 | Null | Null | Null | Null | Null | Null | Null | Null | Null
0.05856 | 9 | 0.09737 | 10.5 | 0.4 | Null | Null | Null | Null | Null | Null | Null | Null | Null
0.05856 | 9 | 0.09737 | 10.5 | 0.5 | Null | Null | Null | Null | Null | Null | Null | Null | Null
0.05856 | 9 | 0.09737 | 10.5 | 0.6 | Null | Null | Null | Null | Null | Null | Null | Null | Null
0.05856 | 9 | 0.09737 | 10.5 | 0.7 | Null | Null | Null | Null | Null | Null | Null | Null | Null
0.05856 | 9 | 0.09737 | 10.5 | 0.8 | Null | Null | Null | Null | Null | Null | Null | Null | Null
0.05856 | 9 | 0.09737 | 10.5 | 0.9 | Null | Null | Null | Null | Null | Null | Null | Null | Null
0.05856 | 9 | 0.09737 | 10.5 | 1 | Null | Null | Null | Null | Null | Null | Null | Null | Null
0.05856 | 9 | 0.09737 | 11 | 0.15 | Null | Null | Null | Null | Null | Null | Null | Null | Null
0.05856 | 9 | 0.09737 | 11 | 0.2 | Null | Null | Null | Null | Null | Null | Null | Null | Null
0.05856 | 9 | 0.09737 | 11 | 0.3 | Null | Null | Null | Null | Null | Null | Null | Null | Null
0.05856 | 9 | 0.09737 | 11 | 0.4 | Null | Null | Null | Null | Null | Null | Null | Null | Null
0.05856 | 9 | 0.09737 | 11 | 0.5 | Null | Null | Null | Null | Null | Null | Null | Null | Null
0.05856 | 9 | 0.09737 | 11 | 0.6 | Null | Null | Null | Null | Null | Null | Null | Null | Null
0.05856 | 9 | 0.09737 | 11 | 0.7 | Null | Null | Null | Null | Null | Null | Null | Null | Null
0.05856 | 9 | 0.09737 | 11 | 0.8 | Null | Null | Null | Null | Null | Null | Null | Null | Null
0.05856 | 9 | 0.09737 | 11 | 0.9 | Null | Null | Null | Null | Null | Null | Null | Null | Null
0.05856 | 9 | 0.09737 | 11 | 1 | Null | Null | Null | Null | Null | Null | Null | Null | Null
0.05856 | 9 | 0.09737 | 11.5 | 0.15 | Null | Null | Null | Null | Null | Null | Null | Null | Null
0.05856 | 9 | 0.09737 | 11.5 | 0.2 | Null | Null | Null | Null | Null | Null | Null | Null | Null
0.05856 | 9 | 0.09737 | 11.5 | 0.3 | Null | Null | Null | Null | Null | Null | Null | Null | Null
0.05856 | 9 | 0.09737 | 11.5 | 0.4 | Null | Null | Null | Null | Null | Null | Null | Null | Null
0.05856 | 9 | 0.09737 | 11.5 | 0.5 | Null | Null | Null | Null | Null | Null | Null | Null | Null
0.05856 | 9 | 0.09737 | 11.5 | 0.6 | Null | Null | Null | Null | Null | Null | Null | Null | Null
0.05856 | 9 | 0.09737 | 11.5 | 0.7 | Null | Null | Null | Null | Null | Null | Null | Null | Null
0.05856 | 9 | 0.09737 | 11.5 | 0.8 | Null | Null | Null | Null | Null | Null | Null | Null | Null
0.05856 | 9 | 0.09737 | 11.5 | 0.9 | Null | Null | Null | Null | Null | Null | Null | Null | Null
0.05856 | 9 | 0.09737 | 11.5 | 1 | Null | Null | Null | Null | Null | Null | Null | Null | Null
0.05856 | 9 | 0.09737 | 12 | 0.15 | Null | Null | Null | Null | Null | Null | Null | Null | Null
0.05856 | 9 | 0.09737 | 12 | 0.2 | Null | Null | Null | Null | Null | Null | Null | Null | Null
0.05856 | 9 | 0.09737 | 12 | 0.3 | Null | Null | Null | Null | Null | Null | Null | Null | Null
0.05856 | 9 | 0.09737 | 12 | 0.4 | Null | Null | Null | Null | Null | Null | Null | Null | Null
0.05856 | 9 | 0.09737 | 12 | 0.5 | Null | Null | Null | Null | Null | Null | Null | Null | Null
0.05856 | 9 | 0.09737 | 12 | 0.6 | Null | Null | Null | Null | Null | Null | Null | Null | Null
0.05856 | 9 | 0.09737 | 12 | 0.7 | Null | Null | Null | Null | Null | Null | Null | Null | Null
0.05856 | 9 | 0.09737 | 12 | 0.8 | Null | Null | Null | Null | Null | Null | Null | Null | Null
0.05856 | 9 | 0.09737 | 12 | 0.9 | Null | Null | Null | Null | Null | Null | Null | Null | Null
0.05856 | 9 | 0.09737 | 12 | 1 | Null | Null | Null | Null | Null | Null | Null | Null | Null
0.05856 | 9 | 0.09737 | 12.5 | 0.15 | Null | Null | Null | Null | Null | Null | Null | Null | Null
0.05856 | 9 | 0.09737 | 12.5 | 0.2 | Null | Null | Null | Null | Null | Null | Null | Null | Null
0.05856 | 9 | 0.09737 | 12.5 | 0.3 | Null | Null | Null | Null | Null | Null | Null | Null | Null
0.05856 | 9 | 0.09737 | 12.5 | 0.4 | Null | Null | Null | Null | Null | Null | Null | Null | Null
0.05856 | 9 | 0.09737 | 12.5 | 0.5 | Null | Null | Null | Null | Null | Null | Null | Null | Null
0.05856 | 9 | 0.09737 | 12.5 | 0.6 | Null | Null | Null | Null | Null | Null | Null | Null | Null
0.05856 | 9 | 0.09737 | 12.5 | 0.7 | Null | Null | Null | Null | Null | Null | Null | Null | Null
0.05856 | 9 | 0.09737 | 12.5 | 0.8 | Null | Null | Null | Null | Null | Null | Null | Null | Null
0.05856 | 9 | 0.09737 | 12.5 | 0.9 | Null | Null | Null | Null | Null | Null | Null | Null | Null
0.05856 | 9 | 0.09737 | 12.5 | 1 | Null | Null | Null | Null | Null | Null | Null | Null | Null
0.05856 | 9 | 0.09737 | 13 | 0.15 | Null | Null | Null | Null | Null | Null | Null | Null | Null
0.05856 | 9 | 0.09737 | 13 | 0.2 | Null | Null | Null | Null | Null | Null | Null | Null | Null
0.05856 | 9 | 0.09737 | 13 | 0.3 | Null | Null | Null | Null | Null | Null | Null | Null | Null
0.05856 | 9 | 0.09737 | 13 | 0.4 | Null | Null | Null | Null | Null | Null | Null | Null | Null
0.05856 | 9 | 0.09737 | 13 | 0.5 | Null | Null | Null | Null | Null | Null | Null | Null | Null
0.05856 | 9 | 0.09737 | 13 | 0.6 | Null | Null | Null | Null | Null | Null | Null | Null | Null
0.05856 | 9 | 0.09737 | 13 | 0.7 | Null | Null | Null | Null | Null | Null | Null | Null | Null
0.05856 | 9 | 0.09737 | 13 | 0.8 | Null | Null | Null | Null | Null | Null | Null | Null | Null
0.05856 | 9 | 0.09737 | 13 | 0.9 | Null | Null | Null | Null | Null | Null | Null | Null | Null
0.05856 | 9 | 0.09737 | 13 | 1 | Null | Null | Null | Null | Null | Null | Null | Null | Null
0.05856 | 9 | 0.09737 | 13.5 | 0.15 | Null | Null | Null | Null | Null | Null | Null | Null | Null
0.05856 | 9 | 0.09737 | 13.5 | 0.2 | Null | Null | Null | Null | Null | Null | Null | Null | Null
0.05856 | 9 | 0.09737 | 13.5 | 0.3 | Null | Null | Null | Null | Null | Null | Null | Null | Null
0.05856 | 9 | 0.09737 | 13.5 | 0.4 | Null | Null | Null | Null | Null | Null | Null | Null | Null
0.05856 | 9 | 0.09737 | 13.5 | 0.5 | Null | Null | Null | Null | Null | Null | Null | Null | Null
0.05856 | 9 | 0.09737 | 13.5 | 0.6 | Null | Null | Null | Null | Null | Null | Null | Null | Null
0.05856 | 9 | 0.09737 | 13.5 | 0.7 | Null | Null | Null | Null | Null | Null | Null | Null | Null
0.05856 | 9 | 0.09737 | 13.5 | 0.8 | Null | Null | Null | Null | Null | Null | Null | Null | Null
0.05856 | 9 | 0.09737 | 13.5 | 0.9 | Null | Null | Null | Null | Null | Null | Null | Null | Null
0.05856 | 9 | 0.09737 | 13.5 | 1 | Null | Null | Null | Null | Null | Null | Null | Null | Null
0.05856 | 9 | 0.09737 | 14 | 0.15 | Null | Null | Null | Null | Null | Null | Null | Null | Null
0.05856 | 9 | 0.09737 | 14 | 0.2 | Null | Null | Null | Null | Null | Null | Null | Null | Null
0.05856 | 9 | 0.09737 | 14 | 0.3 | Null | Null | Null | Null | Null | Null | Null | Null | Null
0.05856 | 9 | 0.09737 | 14 | 0.4 | Null | Null | Null | Null | Null | Null | Null | Null | Null
0.05856 | 9 | 0.09737 | 14 | 0.5 | Null | Null | Null | Null | Null | Null | Null | Null | Null
0.05856 | 9 | 0.09737 | 14 | 0.6 | Null | Null | Null | Null | Null | Null | Null | Null | Null
0.05856 | 9 | 0.09737 | 14 | 0.7 | Null | Null | Null | Null | Null | Null | Null | Null | Null
0.05856 | 9 | 0.09737 | 14 | 0.8 | Null | Null | Null | Null | Null | Null | Null | Null | Null
0.05856 | 9 | 0.09737 | 14 | 0.9 | Null | Null | Null | Null | Null | Null | Null | Null | Null
0.05856 | 9 | 0.09737 | 14 | 1 | Null | Null | Null | Null | Null | Null | Null | Null | Null
0.05856 | 9 | 0.09737 | 14.5 | 0.15 | Null | Null | Null | Null | Null | Null | Null | Null | Null
0.05856 | 9 | 0.09737 | 14.5 | 0.2 | Null | Null | Null | Null | Null | Null | Null | Null | Null
0.05856 | 9 | 0.09737 | 14.5 | 0.3 | Null | Null | Null | Null | Null | Null | Null | Null | Null
0.05856 | 9 | 0.09737 | 14.5 | 0.4 | Null | Null | Null | Null | Null | Null | Null | Null | Null
0.05856 | 9 | 0.09737 | 14.5 | 0.5 | Null | Null | Null | Null | Null | Null | Null | Null | Null
0.05856 | 9 | 0.09737 | 14.5 | 0.6 | Null | Null | Null | Null | Null | Null | Null | Null | Null
0.05856 | 9 | 0.09737 | 14.5 | 0.7 | Null | Null | Null | Null | Null | Null | Null | Null | Null
0.05856 | 9 | 0.09737 | 14.5 | 0.8 | Null | Null | Null | Null | Null | Null | Null | Null | Null
0.05856 | 9 | 0.09737 | 14.5 | 0.9 | Null | Null | Null | Null | Null | Null | Null | Null | Null
0.05856 | 9 | 0.09737 | 14.5 | 1 | Null | Null | Null | Null | Null | Null | Null | Null | Null
0.05856 | 9 | 0.09737 | 15 | 0.15 | Null | Null | Null | Null | Null | Null | Null | Null | Null
0.05856 | 9 | 0.09737 | 15 | 0.2 | Null | Null | Null | Null | Null | Null | Null | Null | Null
0.05856 | 9 | 0.09737 | 15 | 0.3 | Null | Null | Null | Null | Null | Null | Null | Null | Null
0.05856 | 9 | 0.09737 | 15 | 0.4 | Null | Null | Null | Null | Null | Null | Null | Null | Null
0.05856 | 9 | 0.09737 | 15 | 0.5 | Null | Null | Null | Null | Null | Null | Null | Null | Null
0.05856 | 9 | 0.09737 | 15 | 0.6 | Null | Null | Null | Null | Null | Null | Null | Null | Null
0.05856 | 9 | 0.09737 | 15 | 0.7 | Null | Null | Null | Null | Null | Null | Null | Null | Null
0.05856 | 9 | 0.09737 | 15 | 0.8 | Null | Null | Null | Null | Null | Null | Null | Null | Null
0.05856 | 9 | 0.09737 | 15 | 0.9 | Null | Null | Null | Null | Null | Null | Null | Null | Null
0.05856 | 9 | 0.09737 | 15 | 1 | Null | Null | Null | Null | Null | Null | Null | Null | Null
0.05856 | 9 | 0.09737 | 15.5 | 0.15 | Null | Null | Null | Null | Null | Null | Null | Null | Null
0.05856 | 9 | 0.09737 | 15.5 | 0.2 | Null | Null | Null | Null | Null | Null | Null | Null | Null
0.05856 | 9 | 0.09737 | 15.5 | 0.3 | Null | Null | Null | Null | Null | Null | Null | Null | Null
0.05856 | 9 | 0.09737 | 15.5 | 0.4 | Null | Null | Null | Null | Null | Null | Null | Null | Null
0.05856 | 9 | 0.09737 | 15.5 | 0.5 | Null | Null | Null | Null | Null | Null | Null | Null | Null
0.05856 | 9 | 0.09737 | 15.5 | 0.6 | Null | Null | Null | Null | Null | Null | Null | Null | Null
0.05856 | 9 | 0.09737 | 15.5 | 0.7 | Null | Null | Null | Null | Null | Null | Null | Null | Null
0.05856 | 9 | 0.09737 | 15.5 | 0.8 | Null | Null | Null | Null | Null | Null | Null | Null | Null
0.05856 | 9 | 0.09737 | 15.5 | 0.9 | Null | Null | Null | Null | Null | Null | Null | Null | Null
0.05856 | 9 | 0.09737 | 15.5 | 1 | Null | Null | Null | Null | Null | Null | Null | Null | Null
0.05856 | 9 | 0.09737 | 16 | 0.15 | Null | Null | Null | Null | Null | Null | Null | Null | Null
0.05856 | 9 | 0.09737 | 16 | 0.2 | Null | Null | Null | Null | Null | Null | Null | Null | Null
0.05856 | 9 | 0.09737 | 16 | 0.3 | Null | Null | Null | Null | Null | Null | Null | Null | Null
0.05856 | 9 | 0.09737 | 16 | 0.4 | Null | Null | Null | Null | Null | Null | Null | Null | Null
0.05856 | 9 | 0.09737 | 16 | 0.5 | Null | Null | Null | Null | Null | Null | Null | Null | Null
0.05856 | 9 | 0.09737 | 16 | 0.6 | Null | Null | Null | Null | Null | Null | Null | Null | Null
0.05856 | 9 | 0.09737 | 16 | 0.7 | Null | Null | Null | Null | Null | Null | Null | Null | Null
0.05856 | 9 | 0.09737 | 16 | 0.8 | Null | Null | Null | Null | Null | Null | Null | Null | Null
0.05856 | 9 | 0.09737 | 16 | 0.9 | Null | Null | Null | Null | Null | Null | Null | Null | Null
0.05856 | 9 | 0.09737 | 16 | 1 | Null | Null | Null | Null | Null | Null | Null | Null | Null
0.05856 | 9 | 0.09737 | 16.5 | 0.15 | Null | Null | Null | Null | Null | Null | Null | Null | Null
0.05856 | 9 | 0.09737 | 16.5 | 0.2 | Null | Null | Null | Null | Null | Null | Null | Null | Null
0.05856 | 9 | 0.09737 | 16.5 | 0.3 | Null | Null | Null | Null | Null | Null | Null | Null | Null
0.05856 | 9 | 0.09737 | 16.5 | 0.4 | Null | Null | Null | Null | Null | Null | Null | Null | Null
0.05856 | 9 | 0.09737 | 16.5 | 0.5 | Null | Null | Null | Null | Null | Null | Null | Null | Null
0.05856 | 9 | 0.09737 | 16.5 | 0.6 | Null | Null | Null | Null | Null | Null | Null | Null | Null
0.05856 | 9 | 0.09737 | 16.5 | 0.7 | Null | Null | Null | Null | Null | Null | Null | Null | Null
0.05856 | 9 | 0.09737 | 16.5 | 0.8 | Null | Null | Null | Null | Null | Null | Null | Null | Null
0.05856 | 9 | 0.09737 | 16.5 | 0.9 | Null | Null | Null | Null | Null | Null | Null | Null | Null
0.05856 | 9 | 0.09737 | 16.5 | 1 | Null | Null | Null | Null | Null | Null | Null | Null | Null
0.05856 | 9 | 0.09737 | 17 | 0.15 | Null | Null | Null | Null | Null | Null | Null | Null | Null
0.05856 | 9 | 0.09737 | 17 | 0.2 | Null | Null | Null | Null | Null | Null | Null | Null | Null
0.05856 | 9 | 0.09737 | 17 | 0.3 | Null | Null | Null | Null | Null | Null | Null | Null | Null
0.05856 | 9 | 0.09737 | 17 | 0.4 | Null | Null | Null | Null | Null | Null | Null | Null | Null
0.05856 | 9 | 0.09737 | 17 | 0.5 | Null | Null | Null | Null | Null | Null | Null | Null | Null
0.05856 | 9 | 0.09737 | 17 | 0.6 | Null | Null | Null | Null | Null | Null | Null | Null | Null
0.05856 | 9 | 0.09737 | 17 | 0.7 | Null | Null | Null | Null | Null | Null | Null | Null | Null
0.05856 | 9 | 0.09737 | 17 | 0.8 | Null | Null | Null | Null | Null | Null | Null | Null | Null
0.05856 | 9 | 0.09737 | 17 | 0.9 | Null | Null | Null | Null | Null | Null | Null | Null | Null
0.05856 | 9 | 0.09737 | 17 | 1 | Null | Null | Null | Null | Null | Null | Null | Null | Null
0.05856 | 9 | 0.09737 | 17.5 | 0.15 | Null | Null | Null | Null | Null | Null | Null | Null | Null
0.05856 | 9 | 0.09737 | 17.5 | 0.2 | Null | Null | Null | Null | Null | Null | Null | Null | Null
0.05856 | 9 | 0.09737 | 17.5 | 0.3 | Null | Null | Null | Null | Null | Null | Null | Null | Null
0.05856 | 9 | 0.09737 | 17.5 | 0.4 | Null | Null | Null | Null | Null | Null | Null | Null | Null
0.05856 | 9 | 0.09737 | 17.5 | 0.5 | Null | Null | Null | Null | Null | Null | Null | Null | Null
0.05856 | 9 | 0.09737 | 17.5 | 0.6 | Null | Null | Null | Null | Null | Null | Null | Null | Null
0.05856 | 9 | 0.09737 | 17.5 | 0.7 | Null | Null | Null | Null | Null | Null | Null | Null | Null
0.05856 | 9 | 0.09737 | 17.5 | 0.8 | Null | Null | Null | Null | Null | Null | Null | Null | Null
0.05856 | 9 | 0.09737 | 17.5 | 0.9 | Null | Null | Null | Null | Null | Null | Null | Null | Null
0.05856 | 9 | 0.09737 | 17.5 | 1 | Null | Null | Null | Null | Null | Null | Null | Null | Null
0.05856 | 9 | 0.09737 | 18 | 0.15 | Null | Null | Null | Null | Null | Null | Null | Null | Null
0.05856 | 9 | 0.09737 | 18 | 0.2 | Null | Null | Null | Null | Null | Null | Null | Null | Null
0.05856 | 9 | 0.09737 | 18 | 0.3 | Null | Null | Null | Null | Null | Null | Null | Null | Null
0.05856 | 9 | 0.09737 | 18 | 0.4 | Null | Null | Null | Null | Null | Null | Null | Null | Null
0.05856 | 9 | 0.09737 | 18 | 0.5 | Null | Null | Null | Null | Null | Null | Null | Null | Null
0.05856 | 9 | 0.09737 | 18 | 0.6 | Null | Null | Null | Null | Null | Null | Null | Null | Null
0.05856 | 9 | 0.09737 | 18 | 0.7 | Null | Null | Null | Null | Null | Null | Null | Null | Null
0.05856 | 9 | 0.09737 | 18 | 0.8 | Null | Null | Null | Null | Null | Null | Null | Null | Null
0.05856 | 9 | 0.09737 | 18 | 0.9 | Null | Null | Null | Null | Null | Null | Null | Null | Null
0.05856 | 9 | 0.09737 | 18 | 1 | Null | Null | Null | Null | Null | Null | Null | Null | Null
0.05856 | 9 | 0.09737 | 21 | 0.15 | Null | Null | Null | Null | Null | Null | Null | Null | Null
0.05856 | 9 | 0.09737 | 21 | 0.2 | Null | Null | Null | Null | Null | Null | Null | Null | Null
0.05856 | 9 | 0.09737 | 21 | 0.3 | Null | Null | Null | Null | Null | Null | Null | Null | Null
0.05856 | 9 | 0.09737 | 21 | 0.4 | Null | Null | Null | Null | Null | Null | Null | Null | Null
0.05856 | 9 | 0.09737 | 21 | 0.5 | Null | Null | Null | Null | Null | Null | Null | Null | Null
0.05856 | 9 | 0.09737 | 21 | 0.6 | Null | Null | Null | Null | Null | Null | Null | Null | Null
0.05856 | 9 | 0.09737 | 21 | 0.7 | Null | Null | Null | Null | Null | Null | Null | Null | Null
0.05856 | 9 | 0.09737 | 21 | 0.8 | Null | Null | Null | Null | Null | Null | Null | Null | Null
0.05856 | 9 | 0.09737 | 21 | 0.9 | Null | Null | Null | Null | Null | Null | Null | Null | Null
0.05856 | 9 | 0.09737 | 21 | 1 | Null | Null | Null | Null | Null | Null | Null | Null | Null
0.05856 | 9 | 0.09737 | 24 | 0.15 | Null | Null | Null | Null | Null | Null | Null | Null | Null
0.05856 | 9 | 0.09737 | 24 | 0.2 | Null | Null | Null | Null | Null | Null | Null | Null | Null
0.05856 | 9 | 0.09737 | 24 | 0.3 | Null | Null | Null | Null | Null | Null | Null | Null | Null
0.05856 | 9 | 0.09737 | 24 | 0.4 | Null | Null | Null | Null | Null | Null | Null | Null | Null
0.05856 | 9 | 0.09737 | 24 | 0.5 | Null | Null | Null | Null | Null | Null | Null | Null | Null
0.05856 | 9 | 0.09737 | 24 | 0.6 | Null | Null | Null | Null | Null | Null | Null | Null | Null
0.05856 | 9 | 0.09737 | 24 | 0.7 | Null | Null | Null | Null | Null | Null | Null | Null | Null
0.05856 | 9 | 0.09737 | 24 | 0.8 | Null | Null | Null | Null | Null | Null | Null | Null | Null
0.05856 | 9 | 0.09737 | 24 | 0.9 | Null | Null | Null | Null | Null | Null | Null | Null | Null
0.05856 | 9 | 0.09737 | 24 | 1 | Null | Null | Null | Null | Null | Null | Null | Null | Null
0.05856 | 9 | 0.09737 | 27 | 0.15 | Null | Null | Null | Null | Null | Null | Null | Null | Null
0.05856 | 9 | 0.09737 | 27 | 0.2 | Null | Null | Null | Null | Null | Null | Null | Null | Null
0.05856 | 9 | 0.09737 | 27 | 0.3 | Null | Null | Null | Null | Null | Null | Null | Null | Null
0.05856 | 9 | 0.09737 | 27 | 0.4 | Null | Null | Null | Null | Null | Null | Null | Null | Null
0.05856 | 9 | 0.09737 | 27 | 0.5 | Null | Null | Null | Null | Null | Null | Null | Null | Null
0.05856 | 9 | 0.09737 | 27 | 0.6 | Null | Null | Null | Null | Null | Null | Null | Null | Null
0.05856 | 9 | 0.09737 | 27 | 0.7 | Null | Null | Null | Null | Null | Null | Null | Null | Null
0.05856 | 9 | 0.09737 | 27 | 0.8 | Null | Null | Null | Null | Null | Null | Null | Null | Null
0.05856 | 9 | 0.09737 | 27 | 0.9 | Null | Null | Null | Null | Null | Null | Null | Null | Null
0.05856 | 9 | 0.09737 | 27 | 1 | Null | Null | Null | Null | Null | Null | Null | Null | Null
0.05856 | 9 | 0.09737 | 30 | 0.15 | Null | Null | Null | Null | Null | Null | Null | Null | Null
0.05856 | 9 | 0.09737 | 30 | 0.2 | Null | Null | Null | Null | Null | Null | Null | Null | Null
0.05856 | 9 | 0.09737 | 30 | 0.3 | Null | Null | Null | Null | Null | Null | Null | Null | Null
0.05856 | 9 | 0.09737 | 30 | 0.4 | Null | Null | Null | Null | Null | Null | Null | Null | Null
0.05856 | 9 | 0.09737 | 30 | 0.5 | Null | Null | Null | Null | Null | Null | Null | Null | Null
0.05856 | 9 | 0.09737 | 30 | 0.6 | Null | Null | Null | Null | Null | Null | Null | Null | Null
0.05856 | 9 | 0.09737 | 30 | 0.7 | Null | Null | Null | Null | Null | Null | Null | Null | Null
0.05856 | 9 | 0.09737 | 30 | 0.8 | Null | Null | Null | Null | Null | Null | Null | Null | Null
0.05856 | 9 | 0.09737 | 30 | 0.9 | Null | Null | Null | Null | Null | Null | Null | Null | Null
0.05856 | 9 | 0.09737 | 30 | 1 | Null | Null | Null | Null | Null | Null | Null | Null | Null
0.05856 | 9 | 0.115 | 10.5 | 0.15 | Null | Null | Null | Null | Null | Null | Null | Null | Null
0.05856 | 9 | 0.115 | 10.5 | 0.2 | Null | Null | Null | Null | Null | Null | Null | Null | Null
0.05856 | 9 | 0.115 | 10.5 | 0.3 | Null | Null | Null | Null | Null | Null | Null | Null | Null
0.05856 | 9 | 0.115 | 10.5 | 0.4 | Null | Null | Null | Null | Null | Null | Null | Null | Null
0.05856 | 9 | 0.115 | 10.5 | 0.5 | Null | Null | Null | Null | Null | Null | Null | Null | Null
0.05856 | 9 | 0.115 | 10.5 | 0.6 | Null | Null | Null | Null | Null | Null | Null | Null | Null
0.05856 | 9 | 0.115 | 10.5 | 0.7 | Null | Null | Null | Null | Null | Null | Null | Null | Null
0.05856 | 9 | 0.115 | 10.5 | 0.8 | Null | Null | Null | Null | Null | Null | Null | Null | Null
0.05856 | 9 | 0.115 | 10.5 | 0.9 | Null | Null | Null | Null | Null | Null | Null | Null | Null
0.05856 | 9 | 0.115 | 10.5 | 1 | Null | Null | Null | Null | Null | Null | Null | Null | Null
0.05856 | 9 | 0.115 | 11 | 0.15 | Null | Null | Null | Null | Null | Null | Null | Null | Null
0.05856 | 9 | 0.115 | 11 | 0.2 | Null | Null | Null | Null | Null | Null | Null | Null | Null
0.05856 | 9 | 0.115 | 11 | 0.3 | Null | Null | Null | Null | Null | Null | Null | Null | Null
0.05856 | 9 | 0.115 | 11 | 0.4 | Null | Null | Null | Null | Null | Null | Null | Null | Null
0.05856 | 9 | 0.115 | 11 | 0.5 | Null | Null | Null | Null | Null | Null | Null | Null | Null
0.05856 | 9 | 0.115 | 11 | 0.6 | Null | Null | Null | Null | Null | Null | Null | Null | Null
0.05856 | 9 | 0.115 | 11 | 0.7 | Null | Null | Null | Null | Null | Null | Null | Null | Null
0.05856 | 9 | 0.115 | 11 | 0.8 | Null | Null | Null | Null | Null | Null | Null | Null | Null
0.05856 | 9 | 0.115 | 11 | 0.9 | Null | Null | Null | Null | Null | Null | Null | Null | Null
0.05856 | 9 | 0.115 | 11 | 1 | Null | Null | Null | Null | Null | Null | Null | Null | Null
0.05856 | 9 | 0.115 | 11.5 | 0.15 | Null | Null | Null | Null | Null | Null | Null | Null | Null
0.05856 | 9 | 0.115 | 11.5 | 0.2 | Null | Null | Null | Null | Null | Null | Null | Null | Null
0.05856 | 9 | 0.115 | 11.5 | 0.3 | Null | Null | Null | Null | Null | Null | Null | Null | Null
0.05856 | 9 | 0.115 | 11.5 | 0.4 | Null | Null | Null | Null | Null | Null | Null | Null | Null
0.05856 | 9 | 0.115 | 11.5 | 0.5 | Null | Null | Null | Null | Null | Null | Null | Null | Null
0.05856 | 9 | 0.115 | 11.5 | 0.6 | Null | Null | Null | Null | Null | Null | Null | Null | Null
0.05856 | 9 | 0.115 | 11.5 | 0.7 | Null | Null | Null | Null | Null | Null | Null | Null | Null
0.05856 | 9 | 0.115 | 11.5 | 0.8 | Null | Null | Null | Null | Null | Null | Null | Null | Null
0.05856 | 9 | 0.115 | 11.5 | 0.9 | Null | Null | Null | Null | Null | Null | Null | Null | Null
0.05856 | 9 | 0.115 | 11.5 | 1 | Null | Null | Null | Null | Null | Null | Null | Null | Null
0.05856 | 9 | 0.115 | 12 | 0.15 | Null | Null | Null | Null | Null | Null | Null | Null | Null
0.05856 | 9 | 0.115 | 12 | 0.2 | Null | Null | Null | Null | Null | Null | Null | Null | Null
0.05856 | 9 | 0.115 | 12 | 0.3 | Null | Null | Null | Null | Null | Null | Null | Null | Null
0.05856 | 9 | 0.115 | 12 | 0.4 | Null | Null | Null | Null | Null | Null | Null | Null | Null
0.05856 | 9 | 0.115 | 12 | 0.5 | Null | Null | Null | Null | Null | Null | Null | Null | Null
0.05856 | 9 | 0.115 | 12 | 0.6 | Null | Null | Null | Null | Null | Null | Null | Null | Null
0.05856 | 9 | 0.115 | 12 | 0.7 | Null | Null | Null | Null | Null | Null | Null | Null | Null
0.05856 | 9 | 0.115 | 12 | 0.8 | Null | Null | Null | Null | Null | Null | Null | Null | Null
0.05856 | 9 | 0.115 | 12 | 0.9 | Null | Null | Null | Null | Null | Null | Null | Null | Null
0.05856 | 9 | 0.115 | 12 | 1 | Null | Null | Null | Null | Null | Null | Null | Null | Null
0.05856 | 9 | 0.115 | 12.5 | 0.15 | Null | Null | Null | Null | Null | Null | Null | Null | Null
0.05856 | 9 | 0.115 | 12.5 | 0.2 | Null | Null | Null | Null | Null | Null | Null | Null | Null
0.05856 | 9 | 0.115 | 12.5 | 0.3 | Null | Null | Null | Null | Null | Null | Null | Null | Null
0.05856 | 9 | 0.115 | 12.5 | 0.4 | Null | Null | Null | Null | Null | Null | Null | Null | Null
0.05856 | 9 | 0.115 | 12.5 | 0.5 | Null | Null | Null | Null | Null | Null | Null | Null | Null
0.05856 | 9 | 0.115 | 12.5 | 0.6 | Null | Null | Null | Null | Null | Null | Null | Null | Null
0.05856 | 9 | 0.115 | 12.5 | 0.7 | Null | Null | Null | Null | Null | Null | Null | Null | Null
0.05856 | 9 | 0.115 | 12.5 | 0.8 | Null | Null | Null | Null | Null | Null | Null | Null | Null
0.05856 | 9 | 0.115 | 12.5 | 0.9 | Null | Null | Null | Null | Null | Null | Null | Null | Null
0.05856 | 9 | 0.115 | 12.5 | 1 | Null | Null | Null | Null | Null | Null | Null | Null | Null
0.05856 | 9 | 0.115 | 13 | 0.15 | Null | Null | Null | Null | Null | Null | Null | Null | Null
0.05856 | 9 | 0.115 | 13 | 0.2 | Null | Null | Null | Null | Null | Null | Null | Null | Null
0.05856 | 9 | 0.115 | 13 | 0.3 | Null | Null | Null | Null | Null | Null | Null | Null | Null
0.05856 | 9 | 0.115 | 13 | 0.4 | Null | Null | Null | Null | Null | Null | Null | Null | Null
0.05856 | 9 | 0.115 | 13 | 0.5 | Null | Null | Null | Null | Null | Null | Null | Null | Null
0.05856 | 9 | 0.115 | 13 | 0.6 | Null | Null | Null | Null | Null | Null | Null | Null | Null
0.05856 | 9 | 0.115 | 13 | 0.7 | Null | Null | Null | Null | Null | Null | Null | Null | Null
0.05856 | 9 | 0.115 | 13 | 0.8 | Null | Null | Null | Null | Null | Null | Null | Null | Null
0.05856 | 9 | 0.115 | 13 | 0.9 | Null | Null | Null | Null | Null | Null | Null | Null | Null
0.05856 | 9 | 0.115 | 13 | 1 | Null | Null | Null | Null | Null | Null | Null | Null | Null
0.05856 | 9 | 0.115 | 13.5 | 0.15 | Null | Null | Null | Null | Null | Null | Null | Null | Null
0.05856 | 9 | 0.115 | 13.5 | 0.2 | Null | Null | Null | Null | Null | Null | Null | Null | Null
0.05856 | 9 | 0.115 | 13.5 | 0.3 | Null | Null | Null | Null | Null | Null | Null | Null | Null
0.05856 | 9 | 0.115 | 13.5 | 0.4 | Null | Null | Null | Null | Null | Null | Null | Null | Null
0.05856 | 9 | 0.115 | 13.5 | 0.5 | Null | Null | Null | Null | Null | Null | Null | Null | Null
0.05856 | 9 | 0.115 | 13.5 | 0.6 | Null | Null | Null | Null | Null | Null | Null | Null | Null
0.05856 | 9 | 0.115 | 13.5 | 0.7 | Null | Null | Null | Null | Null | Null | Null | Null | Null
0.05856 | 9 | 0.115 | 13.5 | 0.8 | Null | Null | Null | Null | Null | Null | Null | Null | Null
0.05856 | 9 | 0.115 | 13.5 | 0.9 | Null | Null | Null | Null | Null | Null | Null | Null | Null
0.05856 | 9 | 0.115 | 13.5 | 1 | Null | Null | Null | Null | Null | Null | Null | Null | Null
0.05856 | 9 | 0.115 | 14 | 0.15 | Null | Null | Null | Null | Null | Null | Null | Null | Null
0.05856 | 9 | 0.115 | 14 | 0.2 | Null | Null | Null | Null | Null | Null | Null | Null | Null
0.05856 | 9 | 0.115 | 14 | 0.3 | Null | Null | Null | Null | Null | Null | Null | Null | Null
0.05856 | 9 | 0.115 | 14 | 0.4 | Null | Null | Null | Null | Null | Null | Null | Null | Null
0.05856 | 9 | 0.115 | 14 | 0.5 | Null | Null | Null | Null | Null | Null | Null | Null | Null
0.05856 | 9 | 0.115 | 14 | 0.6 | Null | Null | Null | Null | Null | Null | Null | Null | Null
0.05856 | 9 | 0.115 | 14 | 0.7 | Null | Null | Null | Null | Null | Null | Null | Null | Null
0.05856 | 9 | 0.115 | 14 | 0.8 | Null | Null | Null | Null | Null | Null | Null | Null | Null
0.05856 | 9 | 0.115 | 14 | 0.9 | Null | Null | Null | Null | Null | Null | Null | Null | Null
0.05856 | 9 | 0.115 | 14 | 1 | Null | Null | Null | Null | Null | Null | Null | Null | Null
0.05856 | 9 | 0.115 | 14.5 | 0.15 | Null | Null | Null | Null | Null | Null | Null | Null | Null
0.05856 | 9 | 0.115 | 14.5 | 0.2 | Null | Null | Null | Null | Null | Null | Null | Null | Null
0.05856 | 9 | 0.115 | 14.5 | 0.3 | Null | Null | Null | Null | Null | Null | Null | Null | Null
0.05856 | 9 | 0.115 | 14.5 | 0.4 | Null | Null | Null | Null | Null | Null | Null | Null | Null
0.05856 | 9 | 0.115 | 14.5 | 0.5 | Null | Null | Null | Null | Null | Null | Null | Null | Null
0.05856 | 9 | 0.115 | 14.5 | 0.6 | Null | Null | Null | Null | Null | Null | Null | Null | Null
0.05856 | 9 | 0.115 | 14.5 | 0.7 | Null | Null | Null | Null | Null | Null | Null | Null | Null
0.05856 | 9 | 0.115 | 14.5 | 0.8 | Null | Null | Null | Null | Null | Null | Null | Null | Null
0.05856 | 9 | 0.115 | 14.5 | 0.9 | Null | Null | Null | Null | Null | Null | Null | Null | Null
0.05856 | 9 | 0.115 | 14.5 | 1 | Null | Null | Null | Null | Null | Null | Null | Null | Null
0.05856 | 9 | 0.115 | 15 | 0.15 | Null | Null | Null | Null | Null | Null | Null | Null | Null
0.05856 | 9 | 0.115 | 15 | 0.2 | Null | Null | Null | Null | Null | Null | Null | Null | Null
0.05856 | 9 | 0.115 | 15 | 0.3 | Null | Null | Null | Null | Null | Null | Null | Null | Null
0.05856 | 9 | 0.115 | 15 | 0.4 | Null | Null | Null | Null | Null | Null | Null | Null | Null
0.05856 | 9 | 0.115 | 15 | 0.5 | Null | Null | Null | Null | Null | Null | Null | Null | Null
0.05856 | 9 | 0.115 | 15 | 0.6 | Null | Null | Null | Null | Null | Null | Null | Null | Null
0.05856 | 9 | 0.115 | 15 | 0.7 | Null | Null | Null | Null | Null | Null | Null | Null | Null
0.05856 | 9 | 0.115 | 15 | 0.8 | Null | Null | Null | Null | Null | Null | Null | Null | Null
0.05856 | 9 | 0.115 | 15 | 0.9 | Null | Null | Null | Null | Null | Null | Null | Null | Null
0.05856 | 9 | 0.115 | 15 | 1 | Null | Null | Null | Null | Null | Null | Null | Null | Null
0.05856 | 9 | 0.115 | 15.5 | 0.15 | Null | Null | Null | Null | Null | Null | Null | Null | Null
0.05856 | 9 | 0.115 | 15.5 | 0.2 | Null | Null | Null | Null | Null | Null | Null | Null | Null
0.05856 | 9 | 0.115 | 15.5 | 0.3 | Null | Null | Null | Null | Null | Null | Null | Null | Null
0.05856 | 9 | 0.115 | 15.5 | 0.4 | Null | Null | Null | Null | Null | Null | Null | Null | Null
0.05856 | 9 | 0.115 | 15.5 | 0.5 | Null | Null | Null | Null | Null | Null | Null | Null | Null
0.05856 | 9 | 0.115 | 15.5 | 0.6 | Null | Null | Null | Null | Null | Null | Null | Null | Null
0.05856 | 9 | 0.115 | 15.5 | 0.7 | Null | Null | Null | Null | Null | Null | Null | Null | Null
0.05856 | 9 | 0.115 | 15.5 | 0.8 | Null | Null | Null | Null | Null | Null | Null | Null | Null
0.05856 | 9 | 0.115 | 15.5 | 0.9 | Null | Null | Null | Null | Null | Null | Null | Null | Null
0.05856 | 9 | 0.115 | 15.5 | 1 | Null | Null | Null | Null | Null | Null | Null | Null | Null
0.05856 | 9 | 0.115 | 16 | 0.15 | Null | Null | Null | Null | Null | Null | Null | Null | Null
0.05856 | 9 | 0.115 | 16 | 0.2 | Null | Null | Null | Null | Null | Null | Null | Null | Null
0.05856 | 9 | 0.115 | 16 | 0.3 | Null | Null | Null | Null | Null | Null | Null | Null | Null
0.05856 | 9 | 0.115 | 16 | 0.4 | Null | Null | Null | Null | Null | Null | Null | Null | Null
0.05856 | 9 | 0.115 | 16 | 0.5 | Null | Null | Null | Null | Null | Null | Null | Null | Null
0.05856 | 9 | 0.115 | 16 | 0.6 | Null | Null | Null | Null | Null | Null | Null | Null | Null
0.05856 | 9 | 0.115 | 16 | 0.7 | Null | Null | Null | Null | Null | Null | Null | Null | Null
0.05856 | 9 | 0.115 | 16 | 0.8 | Null | Null | Null | Null | Null | Null | Null | Null | Null
0.05856 | 9 | 0.115 | 16 | 0.9 | Null | Null | Null | Null | Null | Null | Null | Null | Null
0.05856 | 9 | 0.115 | 16 | 1 | Null | Null | Null | Null | Null | Null | Null | Null | Null
0.05856 | 9 | 0.115 | 16.5 | 0.15 | Null | Null | Null | Null | Null | Null | Null | Null | Null
0.05856 | 9 | 0.115 | 16.5 | 0.2 | Null | Null | Null | Null | Null | Null | Null | Null | Null
0.05856 | 9 | 0.115 | 16.5 | 0.3 | Null | Null | Null | Null | Null | Null | Null | Null | Null
0.05856 | 9 | 0.115 | 16.5 | 0.4 | Null | Null | Null | Null | Null | Null | Null | Null | Null
0.05856 | 9 | 0.115 | 16.5 | 0.5 | Null | Null | Null | Null | Null | Null | Null | Null | Null
0.05856 | 9 | 0.115 | 16.5 | 0.6 | Null | Null | Null | Null | Null | Null | Null | Null | Null
0.05856 | 9 | 0.115 | 16.5 | 0.7 | Null | Null | Null | Null | Null | Null | Null | Null | Null
0.05856 | 9 | 0.115 | 16.5 | 0.8 | Null | Null | Null | Null | Null | Null | Null | Null | Null
0.05856 | 9 | 0.115 | 16.5 | 0.9 | Null | Null | Null | Null | Null | Null | Null | Null | Null
0.05856 | 9 | 0.115 | 16.5 | 1 | Null | Null | Null | Null | Null | Null | Null | Null | Null
0.05856 | 9 | 0.115 | 17 | 0.15 | Null | Null | Null | Null | Null | Null | Null | Null | Null
0.05856 | 9 | 0.115 | 17 | 0.2 | Null | Null | Null | Null | Null | Null | Null | Null | Null
0.05856 | 9 | 0.115 | 17 | 0.3 | Null | Null | Null | Null | Null | Null | Null | Null | Null
0.05856 | 9 | 0.115 | 17 | 0.4 | Null | Null | Null | Null | Null | Null | Null | Null | Null
0.05856 | 9 | 0.115 | 17 | 0.5 | Null | Null | Null | Null | Null | Null | Null | Null | Null
0.05856 | 9 | 0.115 | 17 | 0.6 | Null | Null | Null | Null | Null | Null | Null | Null | Null
0.05856 | 9 | 0.115 | 17 | 0.7 | Null | Null | Null | Null | Null | Null | Null | Null | Null
0.05856 | 9 | 0.115 | 17 | 0.8 | Null | Null | Null | Null | Null | Null | Null | Null | Null
0.05856 | 9 | 0.115 | 17 | 0.9 | Null | Null | Null | Null | Null | Null | Null | Null | Null
0.05856 | 9 | 0.115 | 17 | 1 | Null | Null | Null | Null | Null | Null | Null | Null | Null
0.05856 | 9 | 0.115 | 17.5 | 0.15 | Null | Null | Null | Null | Null | Null | Null | Null | Null
0.05856 | 9 | 0.115 | 17.5 | 0.2 | Null | Null | Null | Null | Null | Null | Null | Null | Null
0.05856 | 9 | 0.115 | 17.5 | 0.3 | Null | Null | Null | Null | Null | Null | Null | Null | Null
0.05856 | 9 | 0.115 | 17.5 | 0.4 | Null | Null | Null | Null | Null | Null | Null | Null | Null
0.05856 | 9 | 0.115 | 17.5 | 0.5 | Null | Null | Null | Null | Null | Null | Null | Null | Null
0.05856 | 9 | 0.115 | 17.5 | 0.6 | Null | Null | Null | Null | Null | Null | Null | Null | Null
0.05856 | 9 | 0.115 | 17.5 | 0.7 | Null | Null | Null | Null | Null | Null | Null | Null | Null
0.05856 | 9 | 0.115 | 17.5 | 0.8 | Null | Null | Null | Null | Null | Null | Null | Null | Null
0.05856 | 9 | 0.115 | 17.5 | 0.9 | Null | Null | Null | Null | Null | Null | Null | Null | Null
0.05856 | 9 | 0.115 | 17.5 | 1 | Null | Null | Null | Null | Null | Null | Null | Null | Null
0.05856 | 9 | 0.115 | 18 | 0.15 | Null | Null | Null | Null | Null | Null | Null | Null | Null
0.05856 | 9 | 0.115 | 18 | 0.2 | Null | Null | Null | Null | Null | Null | Null | Null | Null
0.05856 | 9 | 0.115 | 18 | 0.3 | Null | Null | Null | Null | Null | Null | Null | Null | Null
0.05856 | 9 | 0.115 | 18 | 0.4 | Null | Null | Null | Null | Null | Null | Null | Null | Null
0.05856 | 9 | 0.115 | 18 | 0.5 | Null | Null | Null | Null | Null | Null | Null | Null | Null
0.05856 | 9 | 0.115 | 18 | 0.6 | Null | Null | Null | Null | Null | Null | Null | Null | Null
0.05856 | 9 | 0.115 | 18 | 0.7 | Null | Null | Null | Null | Null | Null | Null | Null | Null
0.05856 | 9 | 0.115 | 18 | 0.8 | Null | Null | Null | Null | Null | Null | Null | Null | Null
0.05856 | 9 | 0.115 | 18 | 0.9 | Null | Null | Null | Null | Null | Null | Null | Null | Null
0.05856 | 9 | 0.115 | 18 | 1 | Null | Null | Null | Null | Null | Null | Null | Null | Null
0.05856 | 9 | 0.115 | 21 | 0.15 | Null | Null | Null | Null | Null | Null | Null | Null | Null
0.05856 | 9 | 0.115 | 21 | 0.2 | Null | Null | Null | Null | Null | Null | Null | Null | Null
0.05856 | 9 | 0.115 | 21 | 0.3 | Null | Null | Null | Null | Null | Null | Null | Null | Null
0.05856 | 9 | 0.115 | 21 | 0.4 | Null | Null | Null | Null | Null | Null | Null | Null | Null
0.05856 | 9 | 0.115 | 21 | 0.5 | Null | Null | Null | Null | Null | Null | Null | Null | Null
0.05856 | 9 | 0.115 | 21 | 0.6 | Null | Null | Null | Null | Null | Null | Null | Null | Null
0.05856 | 9 | 0.115 | 21 | 0.7 | Null | Null | Null | Null | Null | Null | Null | Null | Null
0.05856 | 9 | 0.115 | 21 | 0.8 | Null | Null | Null | Null | Null | Null | Null | Null | Null
0.05856 | 9 | 0.115 | 21 | 0.9 | Null | Null | Null | Null | Null | Null | Null | Null | Null
0.05856 | 9 | 0.115 | 21 | 1 | Null | Null | Null | Null | Null | Null | Null | Null | Null
0.05856 | 9 | 0.115 | 24 | 0.15 | Null | Null | Null | Null | Null | Null | Null | Null | Null
0.05856 | 9 | 0.115 | 24 | 0.2 | Null | Null | Null | Null | Null | Null | Null | Null | Null
0.05856 | 9 | 0.115 | 24 | 0.3 | Null | Null | Null | Null | Null | Null | Null | Null | Null
0.05856 | 9 | 0.115 | 24 | 0.4 | Null | Null | Null | Null | Null | Null | Null | Null | Null
0.05856 | 9 | 0.115 | 24 | 0.5 | Null | Null | Null | Null | Null | Null | Null | Null | Null
0.05856 | 9 | 0.115 | 24 | 0.6 | Null | Null | Null | Null | Null | Null | Null | Null | Null
0.05856 | 9 | 0.115 | 24 | 0.7 | Null | Null | Null | Null | Null | Null | Null | Null | Null
0.05856 | 9 | 0.115 | 24 | 0.8 | Null | Null | Null | Null | Null | Null | Null | Null | Null
0.05856 | 9 | 0.115 | 24 | 0.9 | Null | Null | Null | Null | Null | Null | Null | Null | Null
0.05856 | 9 | 0.115 | 24 | 1 | Null | Null | Null | Null | Null | Null | Null | Null | Null
0.05856 | 9 | 0.115 | 27 | 0.15 | Null | Null | Null | Null | Null | Null | Null | Null | Null
0.05856 | 9 | 0.115 | 27 | 0.2 | Null | Null | Null | Null | Null | Null | Null | Null | Null
0.05856 | 9 | 0.115 | 27 | 0.3 | Null | Null | Null | Null | Null | Null | Null | Null | Null
0.05856 | 9 | 0.115 | 27 | 0.4 | Null | Null | Null | Null | Null | Null | Null | Null | Null
0.05856 | 9 | 0.115 | 27 | 0.5 | Null | Null | Null | Null | Null | Null | Null | Null | Null
0.05856 | 9 | 0.115 | 27 | 0.6 | Null | Null | Null | Null | Null | Null | Null | Null | Null
0.05856 | 9 | 0.115 | 27 | 0.7 | Null | Null | Null | Null | Null | Null | Null | Null | Null
0.05856 | 9 | 0.115 | 27 | 0.8 | Null | Null | Null | Null | Null | Null | Null | Null | Null
0.05856 | 9 | 0.115 | 27 | 0.9 | Null | Null | Null | Null | Null | Null | Null | Null | Null
0.05856 | 9 | 0.115 | 27 | 1 | Null | Null | Null | Null | Null | Null | Null | Null | Null
0.05856 | 9 | 0.115 | 30 | 0.15 | Null | Null | Null | Null | Null | Null | Null | Null | Null
0.05856 | 9 | 0.115 | 30 | 0.2 | Null | Null | Null | Null | Null | Null | Null | Null | Null
0.05856 | 9 | 0.115 | 30 | 0.3 | Null | Null | Null | Null | Null | Null | Null | Null | Null
0.05856 | 9 | 0.115 | 30 | 0.4 | Null | Null | Null | Null | Null | Null | Null | Null | Null
0.05856 | 9 | 0.115 | 30 | 0.5 | Null | Null | Null | Null | Null | Null | Null | Null | Null
0.05856 | 9 | 0.115 | 30 | 0.6 | Null | Null | Null | Null | Null | Null | Null | Null | Null
0.05856 | 9 | 0.115 | 30 | 0.7 | Null | Null | Null | Null | Null | Null | Null | Null | Null
0.05856 | 9 | 0.115 | 30 | 0.8 | Null | Null | Null | Null | Null | Null | Null | Null | Null
0.05856 | 9 | 0.115 | 30 | 0.9 | Null | Null | Null | Null | Null | Null | Null | Null | Null
0.05856 | 9 | 0.115 | 30 | 1 | Null | Null | Null | Null | Null | Null | Null | Null | Null
0.08385 | 5 | 0.00115 | 10.5 | 0.15 | Null | Null | Null | Null | Null | Null | Null | Null | Null
0.08385 | 5 | 0.00115 | 10.5 | 0.2 | Null | Null | Null | Null | Null | Null | Null | Null | Null
0.08385 | 5 | 0.00115 | 10.5 | 0.3 | Null | Null | Null | Null | Null | Null | Null | Null | Null
0.08385 | 5 | 0.00115 | 10.5 | 0.4 | Null | Null | Null | Null | Null | Null | Null | Null | Null
0.08385 | 5 | 0.00115 | 10.5 | 0.5 | Null | Null | Null | Null | Null | Null | Null | Null | Null
0.08385 | 5 | 0.00115 | 10.5 | 0.6 | Null | Null | Null | Null | Null | Null | Null | Null | Null
0.08385 | 5 | 0.00115 | 10.5 | 0.7 | Null | Null | Null | Null | Null | Null | Null | Null | Null
0.08385 | 5 | 0.00115 | 10.5 | 0.8 | Null | Null | Null | Null | Null | Null | Null | Null | Null
0.08385 | 5 | 0.00115 | 10.5 | 0.9 | Null | Null | Null | Null | Null | Null | Null | Null | Null
0.08385 | 5 | 0.00115 | 10.5 | 1 | Null | Null | Null | Null | Null | Null | Null | Null | Null
0.08385 | 5 | 0.00115 | 11 | 0.15 | Null | Null | Null | Null | Null | Null | Null | Null | Null
0.08385 | 5 | 0.00115 | 11 | 0.2 | Null | Null | Null | Null | Null | Null | Null | Null | Null
0.08385 | 5 | 0.00115 | 11 | 0.3 | Null | Null | Null | Null | Null | Null | Null | Null | Null
0.08385 | 5 | 0.00115 | 11 | 0.4 | Null | Null | Null | Null | Null | Null | Null | Null | Null
0.08385 | 5 | 0.00115 | 11 | 0.5 | Null | Null | Null | Null | Null | Null | Null | Null | Null
0.08385 | 5 | 0.00115 | 11 | 0.6 | Null | Null | Null | Null | Null | Null | Null | Null | Null
0.08385 | 5 | 0.00115 | 11 | 0.7 | Null | Null | Null | Null | Null | Null | Null | Null | Null
0.08385 | 5 | 0.00115 | 11 | 0.8 | Null | Null | Null | Null | Null | Null | Null | Null | Null
0.08385 | 5 | 0.00115 | 11 | 0.9 | Null | Null | Null | Null | Null | Null | Null | Null | Null
0.08385 | 5 | 0.00115 | 11 | 1 | Null | Null | Null | Null | Null | Null | Null | Null | Null
0.08385 | 5 | 0.00115 | 11.5 | 0.15 | Null | Null | Null | Null | Null | Null | Null | Null | Null
0.08385 | 5 | 0.00115 | 11.5 | 0.2 | Null | Null | Null | Null | Null | Null | Null | Null | Null
0.08385 | 5 | 0.00115 | 11.5 | 0.3 | Null | Null | Null | Null | Null | Null | Null | Null | Null
0.08385 | 5 | 0.00115 | 11.5 | 0.4 | Null | Null | Null | Null | Null | Null | Null | Null | Null
0.08385 | 5 | 0.00115 | 11.5 | 0.5 | Null | Null | Null | Null | Null | Null | Null | Null | Null
0.08385 | 5 | 0.00115 | 11.5 | 0.6 | Null | Null | Null | Null | Null | Null | Null | Null | Null
0.08385 | 5 | 0.00115 | 11.5 | 0.7 | Null | Null | Null | Null | Null | Null | Null | Null | Null
0.08385 | 5 | 0.00115 | 11.5 | 0.8 | Null | Null | Null | Null | Null | Null | Null | Null | Null
0.08385 | 5 | 0.00115 | 11.5 | 0.9 | Null | Null | Null | Null | Null | Null | Null | Null | Null
0.08385 | 5 | 0.00115 | 11.5 | 1 | Null | Null | Null | Null | Null | Null | Null | Null | Null
0.08385 | 5 | 0.00115 | 12 | 0.15 | Null | Null | Null | Null | Null | Null | Null | Null | Null
0.08385 | 5 | 0.00115 | 12 | 0.2 | Null | Null | Null | Null | Null | Null | Null | Null | Null
0.08385 | 5 | 0.00115 | 12 | 0.3 | Null | Null | Null | Null | Null | Null | Null | Null | Null
0.08385 | 5 | 0.00115 | 12 | 0.4 | Null | Null | Null | Null | Null | Null | Null | Null | Null
0.08385 | 5 | 0.00115 | 12 | 0.5 | Null | Null | Null | Null | Null | Null | Null | Null | Null
0.08385 | 5 | 0.00115 | 12 | 0.6 | Null | Null | Null | Null | Null | Null | Null | Null | Null
0.08385 | 5 | 0.00115 | 12 | 0.7 | Null | Null | Null | Null | Null | Null | Null | Null | Null
0.08385 | 5 | 0.00115 | 12 | 0.8 | Null | Null | Null | Null | Null | Null | Null | Null | Null
0.08385 | 5 | 0.00115 | 12 | 0.9 | Null | Null | Null | Null | Null | Null | Null | Null | Null
0.08385 | 5 | 0.00115 | 12 | 1 | Null | Null | Null | Null | Null | Null | Null | Null | Null
0.08385 | 5 | 0.00115 | 12.5 | 0.15 | Null | Null | Null | Null | Null | Null | Null | Null | Null
0.08385 | 5 | 0.00115 | 12.5 | 0.2 | Null | Null | Null | Null | Null | Null | Null | Null | Null
0.08385 | 5 | 0.00115 | 12.5 | 0.3 | Null | Null | Null | Null | Null | Null | Null | Null | Null
0.08385 | 5 | 0.00115 | 12.5 | 0.4 | Null | Null | Null | Null | Null | Null | Null | Null | Null
0.08385 | 5 | 0.00115 | 12.5 | 0.5 | Null | Null | Null | Null | Null | Null | Null | Null | Null
0.08385 | 5 | 0.00115 | 12.5 | 0.6 | Null | Null | Null | Null | Null | Null | Null | Null | Null
0.08385 | 5 | 0.00115 | 12.5 | 0.7 | Null | Null | Null | Null | Null | Null | Null | Null | Null
0.08385 | 5 | 0.00115 | 12.5 | 0.8 | Null | Null | Null | Null | Null | Null | Null | Null | Null
0.08385 | 5 | 0.00115 | 12.5 | 0.9 | Null | Null | Null | Null | Null | Null | Null | Null | Null
0.08385 | 5 | 0.00115 | 12.5 | 1 | Null | Null | Null | Null | Null | Null | Null | Null | Null
0.08385 | 5 | 0.00115 | 13 | 0.15 | Null | Null | Null | Null | Null | Null | Null | Null | Null
0.08385 | 5 | 0.00115 | 13 | 0.2 | Null | Null | Null | Null | Null | Null | Null | Null | Null
0.08385 | 5 | 0.00115 | 13 | 0.3 | Null | Null | Null | Null | Null | Null | Null | Null | Null
0.08385 | 5 | 0.00115 | 13 | 0.4 | Null | Null | Null | Null | Null | Null | Null | Null | Null
0.08385 | 5 | 0.00115 | 13 | 0.5 | Null | Null | Null | Null | Null | Null | Null | Null | Null
0.08385 | 5 | 0.00115 | 13 | 0.6 | Null | Null | Null | Null | Null | Null | Null | Null | Null
0.08385 | 5 | 0.00115 | 13 | 0.7 | Null | Null | Null | Null | Null | Null | Null | Null | Null
0.08385 | 5 | 0.00115 | 13 | 0.8 | Null | Null | Null | Null | Null | Null | Null | Null | Null
0.08385 | 5 | 0.00115 | 13 | 0.9 | Null | Null | Null | Null | Null | Null | Null | Null | Null
0.08385 | 5 | 0.00115 | 13 | 1 | Null | Null | Null | Null | Null | Null | Null | Null | Null
0.08385 | 5 | 0.00115 | 13.5 | 0.15 | Null | Null | Null | Null | Null | Null | Null | Null | Null
0.08385 | 5 | 0.00115 | 13.5 | 0.2 | Null | Null | Null | Null | Null | Null | Null | Null | Null
0.08385 | 5 | 0.00115 | 13.5 | 0.3 | Null | Null | Null | Null | Null | Null | Null | Null | Null
0.08385 | 5 | 0.00115 | 13.5 | 0.4 | Null | Null | Null | Null | Null | Null | Null | Null | Null
0.08385 | 5 | 0.00115 | 13.5 | 0.5 | Null | Null | Null | Null | Null | Null | Null | Null | Null
0.08385 | 5 | 0.00115 | 13.5 | 0.6 | Null | Null | Null | Null | Null | Null | Null | Null | Null
0.08385 | 5 | 0.00115 | 13.5 | 0.7 | Null | Null | Null | Null | Null | Null | Null | Null | Null
0.08385 | 5 | 0.00115 | 13.5 | 0.8 | Null | Null | Null | Null | Null | Null | Null | Null | Null
0.08385 | 5 | 0.00115 | 13.5 | 0.9 | Null | Null | Null | Null | Null | Null | Null | Null | Null
0.08385 | 5 | 0.00115 | 13.5 | 1 | Null | Null | Null | Null | Null | Null | Null | Null | Null
0.08385 | 5 | 0.00115 | 14 | 0.15 | Null | Null | Null | Null | Null | Null | Null | Null | Null
0.08385 | 5 | 0.00115 | 14 | 0.2 | Null | Null | Null | Null | Null | Null | Null | Null | Null
0.08385 | 5 | 0.00115 | 14 | 0.3 | Null | Null | Null | Null | Null | Null | Null | Null | Null
0.08385 | 5 | 0.00115 | 14 | 0.4 | Null | Null | Null | Null | Null | Null | Null | Null | Null
0.08385 | 5 | 0.00115 | 14 | 0.5 | Null | Null | Null | Null | Null | Null | Null | Null | Null
0.08385 | 5 | 0.00115 | 14 | 0.6 | Null | Null | Null | Null | Null | Null | Null | Null | Null
0.08385 | 5 | 0.00115 | 14 | 0.7 | Null | Null | Null | Null | Null | Null | Null | Null | Null
0.08385 | 5 | 0.00115 | 14 | 0.8 | Null | Null | Null | Null | Null | Null | Null | Null | Null
0.08385 | 5 | 0.00115 | 14 | 0.9 | Null | Null | Null | Null | Null | Null | Null | Null | Null
0.08385 | 5 | 0.00115 | 14 | 1 | Null | Null | Null | Null | Null | Null | Null | Null | Null
0.08385 | 5 | 0.00115 | 14.5 | 0.15 | Null | Null | Null | Null | Null | Null | Null | Null | Null
0.08385 | 5 | 0.00115 | 14.5 | 0.2 | Null | Null | Null | Null | Null | Null | Null | Null | Null
0.08385 | 5 | 0.00115 | 14.5 | 0.3 | Null | Null | Null | Null | Null | Null | Null | Null | Null
0.08385 | 5 | 0.00115 | 14.5 | 0.4 | Null | Null | Null | Null | Null | Null | Null | Null | Null
0.08385 | 5 | 0.00115 | 14.5 | 0.5 | Null | Null | Null | Null | Null | Null | Null | Null | Null
0.08385 | 5 | 0.00115 | 14.5 | 0.6 | Null | Null | Null | Null | Null | Null | Null | Null | Null
0.08385 | 5 | 0.00115 | 14.5 | 0.7 | Null | Null | Null | Null | Null | Null | Null | Null | Null
0.08385 | 5 | 0.00115 | 14.5 | 0.8 | Null | Null | Null | Null | Null | Null | Null | Null | Null
0.08385 | 5 | 0.00115 | 14.5 | 0.9 | Null | Null | Null | Null | Null | Null | Null | Null | Null
0.08385 | 5 | 0.00115 | 14.5 | 1 | Null | Null | Null | Null | Null | Null | Null | Null | Null
0.08385 | 5 | 0.00115 | 15 | 0.15 | Null | Null | Null | Null | Null | Null | Null | Null | Null
0.08385 | 5 | 0.00115 | 15 | 0.2 | Null | Null | Null | Null | Null | Null | Null | Null | Null
0.08385 | 5 | 0.00115 | 15 | 0.3 | Null | Null | Null | Null | Null | Null | Null | Null | Null
0.08385 | 5 | 0.00115 | 15 | 0.4 | Null | Null | Null | Null | Null | Null | Null | Null | Null
0.08385 | 5 | 0.00115 | 15 | 0.5 | Null | Null | Null | Null | Null | Null | Null | Null | Null
0.08385 | 5 | 0.00115 | 15 | 0.6 | Null | Null | Null | Null | Null | Null | Null | Null | Null
0.08385 | 5 | 0.00115 | 15 | 0.7 | Null | Null | Null | Null | Null | Null | Null | Null | Null
0.08385 | 5 | 0.00115 | 15 | 0.8 | Null | Null | Null | Null | Null | Null | Null | Null | Null
0.08385 | 5 | 0.00115 | 15 | 0.9 | Null | Null | Null | Null | Null | Null | Null | Null | Null
0.08385 | 5 | 0.00115 | 15 | 1 | Null | Null | Null | Null | Null | Null | Null | Null | Null
0.08385 | 5 | 0.00115 | 15.5 | 0.15 | Null | Null | Null | Null | Null | Null | Null | Null | Null
0.08385 | 5 | 0.00115 | 15.5 | 0.2 | Null | Null | Null | Null | Null | Null | Null | Null | Null
0.08385 | 5 | 0.00115 | 15.5 | 0.3 | Null | Null | Null | Null | Null | Null | Null | Null | Null
0.08385 | 5 | 0.00115 | 15.5 | 0.4 | Null | Null | Null | Null | Null | Null | Null | Null | Null
0.08385 | 5 | 0.00115 | 15.5 | 0.5 | Null | Null | Null | Null | Null | Null | Null | Null | Null
0.08385 | 5 | 0.00115 | 15.5 | 0.6 | Null | Null | Null | Null | Null | Null | Null | Null | Null
0.08385 | 5 | 0.00115 | 15.5 | 0.7 | Null | Null | Null | Null | Null | Null | Null | Null | Null
0.08385 | 5 | 0.00115 | 15.5 | 0.8 | Null | Null | Null | Null | Null | Null | Null | Null | Null
0.08385 | 5 | 0.00115 | 15.5 | 0.9 | Null | Null | Null | Null | Null | Null | Null | Null | Null
0.08385 | 5 | 0.00115 | 15.5 | 1 | Null | Null | Null | Null | Null | Null | Null | Null | Null
0.08385 | 5 | 0.00115 | 16 | 0.15 | Null | Null | Null | Null | Null | Null | Null | Null | Null
0.08385 | 5 | 0.00115 | 16 | 0.2 | Null | Null | Null | Null | Null | Null | Null | Null | Null
0.08385 | 5 | 0.00115 | 16 | 0.3 | Null | Null | Null | Null | Null | Null | Null | Null | Null
0.08385 | 5 | 0.00115 | 16 | 0.4 | Null | Null | Null | Null | Null | Null | Null | Null | Null
0.08385 | 5 | 0.00115 | 16 | 0.5 | Null | Null | Null | Null | Null | Null | Null | Null | Null
0.08385 | 5 | 0.00115 | 16 | 0.6 | Null | Null | Null | Null | Null | Null | Null | Null | Null
0.08385 | 5 | 0.00115 | 16 | 0.7 | Null | Null | Null | Null | Null | Null | Null | Null | Null
0.08385 | 5 | 0.00115 | 16 | 0.8 | Null | Null | Null | Null | Null | Null | Null | Null | Null
0.08385 | 5 | 0.00115 | 16 | 0.9 | Null | Null | Null | Null | Null | Null | Null | Null | Null
0.08385 | 5 | 0.00115 | 16 | 1 | Null | Null | Null | Null | Null | Null | Null | Null | Null
0.08385 | 5 | 0.00115 | 16.5 | 0.15 | Null | Null | Null | Null | Null | Null | Null | Null | Null
0.08385 | 5 | 0.00115 | 16.5 | 0.2 | Null | Null | Null | Null | Null | Null | Null | Null | Null
0.08385 | 5 | 0.00115 | 16.5 | 0.3 | Null | Null | Null | Null | Null | Null | Null | Null | Null
0.08385 | 5 | 0.00115 | 16.5 | 0.4 | Null | Null | Null | Null | Null | Null | Null | Null | Null
0.08385 | 5 | 0.00115 | 16.5 | 0.5 | Null | Null | Null | Null | Null | Null | Null | Null | Null
0.08385 | 5 | 0.00115 | 16.5 | 0.6 | Null | Null | Null | Null | Null | Null | Null | Null | Null
0.08385 | 5 | 0.00115 | 16.5 | 0.7 | Null | Null | Null | Null | Null | Null | Null | Null | Null
0.08385 | 5 | 0.00115 | 16.5 | 0.8 | Null | Null | Null | Null | Null | Null | Null | Null | Null
0.08385 | 5 | 0.00115 | 16.5 | 0.9 | Null | Null | Null | Null | Null | Null | Null | Null | Null
0.08385 | 5 | 0.00115 | 16.5 | 1 | Null | Null | Null | Null | Null | Null | Null | Null | Null
0.08385 | 5 | 0.00115 | 17 | 0.15 | Null | Null | Null | Null | Null | Null | Null | Null | Null
0.08385 | 5 | 0.00115 | 17 | 0.2 | Null | Null | Null | Null | Null | Null | Null | Null | Null
0.08385 | 5 | 0.00115 | 17 | 0.3 | Null | Null | Null | Null | Null | Null | Null | Null | Null
0.08385 | 5 | 0.00115 | 17 | 0.4 | Null | Null | Null | Null | Null | Null | Null | Null | Null
0.08385 | 5 | 0.00115 | 17 | 0.5 | Null | Null | Null | Null | Null | Null | Null | Null | Null
0.08385 | 5 | 0.00115 | 17 | 0.6 | Null | Null | Null | Null | Null | Null | Null | Null | Null
0.08385 | 5 | 0.00115 | 17 | 0.7 | Null | Null | Null | Null | Null | Null | Null | Null | Null
0.08385 | 5 | 0.00115 | 17 | 0.8 | Null | Null | Null | Null | Null | Null | Null | Null | Null
0.08385 | 5 | 0.00115 | 17 | 0.9 | Null | Null | Null | Null | Null | Null | Null | Null | Null
0.08385 | 5 | 0.00115 | 17 | 1 | Null | Null | Null | Null | Null | Null | Null | Null | Null
0.08385 | 5 | 0.00115 | 17.5 | 0.15 | Null | Null | Null | Null | Null | Null | Null | Null | Null
0.08385 | 5 | 0.00115 | 17.5 | 0.2 | Null | Null | Null | Null | Null | Null | Null | Null | Null
0.08385 | 5 | 0.00115 | 17.5 | 0.3 | Null | Null | Null | Null | Null | Null | Null | Null | Null
0.08385 | 5 | 0.00115 | 17.5 | 0.4 | Null | Null | Null | Null | Null | Null | Null | Null | Null
0.08385 | 5 | 0.00115 | 17.5 | 0.5 | Null | Null | Null | Null | Null | Null | Null | Null | Null
0.08385 | 5 | 0.00115 | 17.5 | 0.6 | Null | Null | Null | Null | Null | Null | Null | Null | Null
0.08385 | 5 | 0.00115 | 17.5 | 0.7 | Null | Null | Null | Null | Null | Null | Null | Null | Null
0.08385 | 5 | 0.00115 | 17.5 | 0.8 | Null | Null | Null | Null | Null | Null | Null | Null | Null
0.08385 | 5 | 0.00115 | 17.5 | 0.9 | Null | Null | Null | Null | Null | Null | Null | Null | Null
0.08385 | 5 | 0.00115 | 17.5 | 1 | Null | Null | Null | Null | Null | Null | Null | Null | Null
0.08385 | 5 | 0.00115 | 18 | 0.15 | Null | Null | Null | Null | Null | Null | Null | Null | Null
0.08385 | 5 | 0.00115 | 18 | 0.2 | Null | Null | Null | Null | Null | Null | Null | Null | Null
0.08385 | 5 | 0.00115 | 18 | 0.3 | Null | Null | Null | Null | Null | Null | Null | Null | Null
0.08385 | 5 | 0.00115 | 18 | 0.4 | Null | Null | Null | Null | Null | Null | Null | Null | Null
0.08385 | 5 | 0.00115 | 18 | 0.5 | Null | Null | Null | Null | Null | Null | Null | Null | Null
0.08385 | 5 | 0.00115 | 18 | 0.6 | Null | Null | Null | Null | Null | Null | Null | Null | Null
0.08385 | 5 | 0.00115 | 18 | 0.7 | Null | Null | Null | Null | Null | Null | Null | Null | Null
0.08385 | 5 | 0.00115 | 18 | 0.8 | Null | Null | Null | Null | Null | Null | Null | Null | Null
0.08385 | 5 | 0.00115 | 18 | 0.9 | Null | Null | Null | Null | Null | Null | Null | Null | Null
0.08385 | 5 | 0.00115 | 18 | 1 | Null | Null | Null | Null | Null | Null | Null | Null | Null
0.08385 | 5 | 0.00115 | 21 | 0.15 | Null | Null | Null | Null | Null | Null | Null | Null | Null
0.08385 | 5 | 0.00115 | 21 | 0.2 | Null | Null | Null | Null | Null | Null | Null | Null | Null
0.08385 | 5 | 0.00115 | 21 | 0.3 | Null | Null | Null | Null | Null | Null | Null | Null | Null
0.08385 | 5 | 0.00115 | 21 | 0.4 | Null | Null | Null | Null | Null | Null | Null | Null | Null
0.08385 | 5 | 0.00115 | 21 | 0.5 | Null | Null | Null | Null | Null | Null | Null | Null | Null
0.08385 | 5 | 0.00115 | 21 | 0.6 | Null | Null | Null | Null | Null | Null | Null | Null | Null
0.08385 | 5 | 0.00115 | 21 | 0.7 | Null | Null | Null | Null | Null | Null | Null | Null | Null
0.08385 | 5 | 0.00115 | 21 | 0.8 | Null | Null | Null | Null | Null | Null | Null | Null | Null
0.08385 | 5 | 0.00115 | 21 | 0.9 | Null | Null | Null | Null | Null | Null | Null | Null | Null
0.08385 | 5 | 0.00115 | 21 | 1 | Null | Null | Null | Null | Null | Null | Null | Null | Null
0.08385 | 5 | 0.00115 | 24 | 0.15 | Null | Null | Null | Null | Null | Null | Null | Null | Null
0.08385 | 5 | 0.00115 | 24 | 0.2 | Null | Null | Null | Null | Null | Null | Null | Null | Null
0.08385 | 5 | 0.00115 | 24 | 0.3 | Null | Null | Null | Null | Null | Null | Null | Null | Null
0.08385 | 5 | 0.00115 | 24 | 0.4 | Null | Null | Null | Null | Null | Null | Null | Null | Null
0.08385 | 5 | 0.00115 | 24 | 0.5 | Null | Null | Null | Null | Null | Null | Null | Null | Null
0.08385 | 5 | 0.00115 | 24 | 0.6 | Null | Null | Null | Null | Null | Null | Null | Null | Null
0.08385 | 5 | 0.00115 | 24 | 0.7 | Null | Null | Null | Null | Null | Null | Null | Null | Null
0.08385 | 5 | 0.00115 | 24 | 0.8 | Null | Null | Null | Null | Null | Null | Null | Null | Null
0.08385 | 5 | 0.00115 | 24 | 0.9 | Null | Null | Null | Null | Null | Null | Null | Null | Null
0.08385 | 5 | 0.00115 | 24 | 1 | Null | Null | Null | Null | Null | Null | Null | Null | Null
0.08385 | 5 | 0.00115 | 27 | 0.15 | Null | Null | Null | Null | Null | Null | Null | Null | Null
0.08385 | 5 | 0.00115 | 27 | 0.2 | Null | Null | Null | Null | Null | Null | Null | Null | Null
0.08385 | 5 | 0.00115 | 27 | 0.3 | Null | Null | Null | Null | Null | Null | Null | Null | Null
0.08385 | 5 | 0.00115 | 27 | 0.4 | Null | Null | Null | Null | Null | Null | Null | Null | Null
0.08385 | 5 | 0.00115 | 27 | 0.5 | Null | Null | Null | Null | Null | Null | Null | Null | Null
0.08385 | 5 | 0.00115 | 27 | 0.6 | Null | Null | Null | Null | Null | Null | Null | Null | Null
0.08385 | 5 | 0.00115 | 27 | 0.7 | Null | Null | Null | Null | Null | Null | Null | Null | Null
0.08385 | 5 | 0.00115 | 27 | 0.8 | Null | Null | Null | Null | Null | Null | Null | Null | Null
0.08385 | 5 | 0.00115 | 27 | 0.9 | Null | Null | Null | Null | Null | Null | Null | Null | Null
0.08385 | 5 | 0.00115 | 27 | 1 | Null | Null | Null | Null | Null | Null | Null | Null | Null
0.08385 | 5 | 0.00115 | 30 | 0.15 | Null | Null | Null | Null | Null | Null | Null | Null | Null
0.08385 | 5 | 0.00115 | 30 | 0.2 | Null | Null | Null | Null | Null | Null | Null | Null | Null
0.08385 | 5 | 0.00115 | 30 | 0.3 | Null | Null | Null | Null | Null | Null | Null | Null | Null
0.08385 | 5 | 0.00115 | 30 | 0.4 | Null | Null | Null | Null | Null | Null | Null | Null | Null
0.08385 | 5 | 0.00115 | 30 | 0.5 | Null | Null | Null | Null | Null | Null | Null | Null | Null
0.08385 | 5 | 0.00115 | 30 | 0.6 | Null | Null | Null | Null | Null | Null | Null | Null | Null
0.08385 | 5 | 0.00115 | 30 | 0.7 | Null | Null | Null | Null | Null | Null | Null | Null | Null
0.08385 | 5 | 0.00115 | 30 | 0.8 | Null | Null | Null | Null | Null | Null | Null | Null | Null
0.08385 | 5 | 0.00115 | 30 | 0.9 | Null | Null | Null | Null | Null | Null | Null | Null | Null
0.08385 | 5 | 0.00115 | 30 | 1 | Null | Null | Null | Null | Null | Null | Null | Null | Null
0.08385 | 5 | 0.077 | 10.5 | 0.15 | Null | Null | Null | Null | Null | Null | Null | Null | Null
0.08385 | 5 | 0.077 | 10.5 | 0.2 | Null | Null | Null | Null | Null | Null | Null | Null | Null
0.08385 | 5 | 0.077 | 10.5 | 0.3 | Null | Null | Null | Null | Null | Null | Null | Null | Null
0.08385 | 5 | 0.077 | 10.5 | 0.4 | Null | Null | Null | Null | Null | Null | Null | Null | Null
0.08385 | 5 | 0.077 | 10.5 | 0.5 | Null | Null | Null | Null | Null | Null | Null | Null | Null
0.08385 | 5 | 0.077 | 10.5 | 0.6 | Null | Null | Null | Null | Null | Null | Null | Null | Null
0.08385 | 5 | 0.077 | 10.5 | 0.7 | Null | Null | Null | Null | Null | Null | Null | Null | Null
0.08385 | 5 | 0.077 | 10.5 | 0.8 | Null | Null | Null | Null | Null | Null | Null | Null | Null
0.08385 | 5 | 0.077 | 10.5 | 0.9 | Null | Null | Null | Null | Null | Null | Null | Null | Null
0.08385 | 5 | 0.077 | 10.5 | 1 | Null | Null | Null | Null | Null | Null | Null | Null | Null
0.08385 | 5 | 0.077 | 11 | 0.15 | Null | Null | Null | Null | Null | Null | Null | Null | Null
0.08385 | 5 | 0.077 | 11 | 0.2 | Null | Null | Null | Null | Null | Null | Null | Null | Null
0.08385 | 5 | 0.077 | 11 | 0.3 | Null | Null | Null | Null | Null | Null | Null | Null | Null
0.08385 | 5 | 0.077 | 11 | 0.4 | Null | Null | Null | Null | Null | Null | Null | Null | Null
0.08385 | 5 | 0.077 | 11 | 0.5 | Null | Null | Null | Null | Null | Null | Null | Null | Null
0.08385 | 5 | 0.077 | 11 | 0.6 | Null | Null | Null | Null | Null | Null | Null | Null | Null
0.08385 | 5 | 0.077 | 11 | 0.7 | Null | Null | Null | Null | Null | Null | Null | Null | Null
0.08385 | 5 | 0.077 | 11 | 0.8 | Null | Null | Null | Null | Null | Null | Null | Null | Null
0.08385 | 5 | 0.077 | 11 | 0.9 | Null | Null | Null | Null | Null | Null | Null | Null | Null
0.08385 | 5 | 0.077 | 11 | 1 | Null | Null | Null | Null | Null | Null | Null | Null | Null
0.08385 | 5 | 0.077 | 11.5 | 0.15 | Null | Null | Null | Null | Null | Null | Null | Null | Null
0.08385 | 5 | 0.077 | 11.5 | 0.2 | Null | Null | Null | Null | Null | Null | Null | Null | Null
0.08385 | 5 | 0.077 | 11.5 | 0.3 | Null | Null | Null | Null | Null | Null | Null | Null | Null
0.08385 | 5 | 0.077 | 11.5 | 0.4 | Null | Null | Null | Null | Null | Null | Null | Null | Null
0.08385 | 5 | 0.077 | 11.5 | 0.5 | Null | Null | Null | Null | Null | Null | Null | Null | Null
0.08385 | 5 | 0.077 | 11.5 | 0.6 | Null | Null | Null | Null | Null | Null | Null | Null | Null
0.08385 | 5 | 0.077 | 11.5 | 0.7 | Null | Null | Null | Null | Null | Null | Null | Null | Null
0.08385 | 5 | 0.077 | 11.5 | 0.8 | Null | Null | Null | Null | Null | Null | Null | Null | Null
0.08385 | 5 | 0.077 | 11.5 | 0.9 | Null | Null | Null | Null | Null | Null | Null | Null | Null
0.08385 | 5 | 0.077 | 11.5 | 1 | Null | Null | Null | Null | Null | Null | Null | Null | Null
0.08385 | 5 | 0.077 | 12 | 0.15 | Null | Null | Null | Null | Null | Null | Null | Null | Null
0.08385 | 5 | 0.077 | 12 | 0.2 | Null | Null | Null | Null | Null | Null | Null | Null | Null
0.08385 | 5 | 0.077 | 12 | 0.3 | Null | Null | Null | Null | Null | Null | Null | Null | Null
0.08385 | 5 | 0.077 | 12 | 0.4 | Null | Null | Null | Null | Null | Null | Null | Null | Null
0.08385 | 5 | 0.077 | 12 | 0.5 | Null | Null | Null | Null | Null | Null | Null | Null | Null
0.08385 | 5 | 0.077 | 12 | 0.6 | Null | Null | Null | Null | Null | Null | Null | Null | Null
0.08385 | 5 | 0.077 | 12 | 0.7 | Null | Null | Null | Null | Null | Null | Null | Null | Null
0.08385 | 5 | 0.077 | 12 | 0.8 | Null | Null | Null | Null | Null | Null | Null | Null | Null
0.08385 | 5 | 0.077 | 12 | 0.9 | Null | Null | Null | Null | Null | Null | Null | Null | Null
0.08385 | 5 | 0.077 | 12 | 1 | Null | Null | Null | Null | Null | Null | Null | Null | Null
0.08385 | 5 | 0.077 | 12.5 | 0.15 | Null | Null | Null | Null | Null | Null | Null | Null | Null
0.08385 | 5 | 0.077 | 12.5 | 0.2 | Null | Null | Null | Null | Null | Null | Null | Null | Null
0.08385 | 5 | 0.077 | 12.5 | 0.3 | Null | Null | Null | Null | Null | Null | Null | Null | Null
0.08385 | 5 | 0.077 | 12.5 | 0.4 | Null | Null | Null | Null | Null | Null | Null | Null | Null
0.08385 | 5 | 0.077 | 12.5 | 0.5 | Null | Null | Null | Null | Null | Null | Null | Null | Null
0.08385 | 5 | 0.077 | 12.5 | 0.6 | Null | Null | Null | Null | Null | Null | Null | Null | Null
0.08385 | 5 | 0.077 | 12.5 | 0.7 | Null | Null | Null | Null | Null | Null | Null | Null | Null
0.08385 | 5 | 0.077 | 12.5 | 0.8 | Null | Null | Null | Null | Null | Null | Null | Null | Null
0.08385 | 5 | 0.077 | 12.5 | 0.9 | Null | Null | Null | Null | Null | Null | Null | Null | Null
0.08385 | 5 | 0.077 | 12.5 | 1 | Null | Null | Null | Null | Null | Null | Null | Null | Null
0.08385 | 5 | 0.077 | 13 | 0.15 | Null | Null | Null | Null | Null | Null | Null | Null | Null
0.08385 | 5 | 0.077 | 13 | 0.2 | Null | Null | Null | Null | Null | Null | Null | Null | Null
0.08385 | 5 | 0.077 | 13 | 0.3 | Null | Null | Null | Null | Null | Null | Null | Null | Null
0.08385 | 5 | 0.077 | 13 | 0.4 | Null | Null | Null | Null | Null | Null | Null | Null | Null
0.08385 | 5 | 0.077 | 13 | 0.5 | Null | Null | Null | Null | Null | Null | Null | Null | Null
0.08385 | 5 | 0.077 | 13 | 0.6 | Null | Null | Null | Null | Null | Null | Null | Null | Null
0.08385 | 5 | 0.077 | 13 | 0.7 | Null | Null | Null | Null | Null | Null | Null | Null | Null
0.08385 | 5 | 0.077 | 13 | 0.8 | Null | Null | Null | Null | Null | Null | Null | Null | Null
0.08385 | 5 | 0.077 | 13 | 0.9 | Null | Null | Null | Null | Null | Null | Null | Null | Null
0.08385 | 5 | 0.077 | 13 | 1 | Null | Null | Null | Null | Null | Null | Null | Null | Null
0.08385 | 5 | 0.077 | 13.5 | 0.15 | Null | Null | Null | Null | Null | Null | Null | Null | Null
0.08385 | 5 | 0.077 | 13.5 | 0.2 | Null | Null | Null | Null | Null | Null | Null | Null | Null
0.08385 | 5 | 0.077 | 13.5 | 0.3 | Null | Null | Null | Null | Null | Null | Null | Null | Null
0.08385 | 5 | 0.077 | 13.5 | 0.4 | Null | Null | Null | Null | Null | Null | Null | Null | Null
0.08385 | 5 | 0.077 | 13.5 | 0.5 | Null | Null | Null | Null | Null | Null | Null | Null | Null
0.08385 | 5 | 0.077 | 13.5 | 0.6 | Null | Null | Null | Null | Null | Null | Null | Null | Null
0.08385 | 5 | 0.077 | 13.5 | 0.7 | Null | Null | Null | Null | Null | Null | Null | Null | Null
0.08385 | 5 | 0.077 | 13.5 | 0.8 | Null | Null | Null | Null | Null | Null | Null | Null | Null
0.08385 | 5 | 0.077 | 13.5 | 0.9 | Null | Null | Null | Null | Null | Null | Null | Null | Null
0.08385 | 5 | 0.077 | 13.5 | 1 | Null | Null | Null | Null | Null | Null | Null | Null | Null
0.08385 | 5 | 0.077 | 14 | 0.15 | Null | Null | Null | Null | Null | Null | Null | Null | Null
0.08385 | 5 | 0.077 | 14 | 0.2 | Null | Null | Null | Null | Null | Null | Null | Null | Null
0.08385 | 5 | 0.077 | 14 | 0.3 | Null | Null | Null | Null | Null | Null | Null | Null | Null
0.08385 | 5 | 0.077 | 14 | 0.4 | Null | Null | Null | Null | Null | Null | Null | Null | Null
0.08385 | 5 | 0.077 | 14 | 0.5 | Null | Null | Null | Null | Null | Null | Null | Null | Null
0.08385 | 5 | 0.077 | 14 | 0.6 | Null | Null | Null | Null | Null | Null | Null | Null | Null
0.08385 | 5 | 0.077 | 14 | 0.7 | Null | Null | Null | Null | Null | Null | Null | Null | Null
0.08385 | 5 | 0.077 | 14 | 0.8 | Null | Null | Null | Null | Null | Null | Null | Null | Null
0.08385 | 5 | 0.077 | 14 | 0.9 | Null | Null | Null | Null | Null | Null | Null | Null | Null
0.08385 | 5 | 0.077 | 14 | 1 | Null | Null | Null | Null | Null | Null | Null | Null | Null
0.08385 | 5 | 0.077 | 14.5 | 0.15 | Null | Null | Null | Null | Null | Null | Null | Null | Null
0.08385 | 5 | 0.077 | 14.5 | 0.2 | Null | Null | Null | Null | Null | Null | Null | Null | Null
0.08385 | 5 | 0.077 | 14.5 | 0.3 | Null | Null | Null | Null | Null | Null | Null | Null | Null
0.08385 | 5 | 0.077 | 14.5 | 0.4 | Null | Null | Null | Null | Null | Null | Null | Null | Null
0.08385 | 5 | 0.077 | 14.5 | 0.5 | Null | Null | Null | Null | Null | Null | Null | Null | Null
0.08385 | 5 | 0.077 | 14.5 | 0.6 | Null | Null | Null | Null | Null | Null | Null | Null | Null
0.08385 | 5 | 0.077 | 14.5 | 0.7 | Null | Null | Null | Null | Null | Null | Null | Null | Null
0.08385 | 5 | 0.077 | 14.5 | 0.8 | Null | Null | Null | Null | Null | Null | Null | Null | Null
0.08385 | 5 | 0.077 | 14.5 | 0.9 | Null | Null | Null | Null | Null | Null | Null | Null | Null
0.08385 | 5 | 0.077 | 14.5 | 1 | Null | Null | Null | Null | Null | Null | Null | Null | Null
0.08385 | 5 | 0.077 | 15 | 0.15 | Null | Null | Null | Null | Null | Null | Null | Null | Null
0.08385 | 5 | 0.077 | 15 | 0.2 | Null | Null | Null | Null | Null | Null | Null | Null | Null
0.08385 | 5 | 0.077 | 15 | 0.3 | Null | Null | Null | Null | Null | Null | Null | Null | Null
0.08385 | 5 | 0.077 | 15 | 0.4 | Null | Null | Null | Null | Null | Null | Null | Null | Null
0.08385 | 5 | 0.077 | 15 | 0.5 | Null | Null | Null | Null | Null | Null | Null | Null | Null
0.08385 | 5 | 0.077 | 15 | 0.6 | Null | Null | Null | Null | Null | Null | Null | Null | Null
0.08385 | 5 | 0.077 | 15 | 0.7 | Null | Null | Null | Null | Null | Null | Null | Null | Null
0.08385 | 5 | 0.077 | 15 | 0.8 | Null | Null | Null | Null | Null | Null | Null | Null | Null
0.08385 | 5 | 0.077 | 15 | 0.9 | Null | Null | Null | Null | Null | Null | Null | Null | Null
0.08385 | 5 | 0.077 | 15 | 1 | Null | Null | Null | Null | Null | Null | Null | Null | Null
0.08385 | 5 | 0.077 | 15.5 | 0.15 | Null | Null | Null | Null | Null | Null | Null | Null | Null
0.08385 | 5 | 0.077 | 15.5 | 0.2 | Null | Null | Null | Null | Null | Null | Null | Null | Null
0.08385 | 5 | 0.077 | 15.5 | 0.3 | Null | Null | Null | Null | Null | Null | Null | Null | Null
0.08385 | 5 | 0.077 | 15.5 | 0.4 | Null | Null | Null | Null | Null | Null | Null | Null | Null
0.08385 | 5 | 0.077 | 15.5 | 0.5 | Null | Null | Null | Null | Null | Null | Null | Null | Null
0.08385 | 5 | 0.077 | 15.5 | 0.6 | Null | Null | Null | Null | Null | Null | Null | Null | Null
0.08385 | 5 | 0.077 | 15.5 | 0.7 | Null | Null | Null | Null | Null | Null | Null | Null | Null
0.08385 | 5 | 0.077 | 15.5 | 0.8 | Null | Null | Null | Null | Null | Null | Null | Null | Null
0.08385 | 5 | 0.077 | 15.5 | 0.9 | Null | Null | Null | Null | Null | Null | Null | Null | Null
0.08385 | 5 | 0.077 | 15.5 | 1 | Null | Null | Null | Null | Null | Null | Null | Null | Null
0.08385 | 5 | 0.077 | 16 | 0.15 | Null | Null | Null | Null | Null | Null | Null | Null | Null
0.08385 | 5 | 0.077 | 16 | 0.2 | Null | Null | Null | Null | Null | Null | Null | Null | Null
0.08385 | 5 | 0.077 | 16 | 0.3 | Null | Null | Null | Null | Null | Null | Null | Null | Null
0.08385 | 5 | 0.077 | 16 | 0.4 | Null | Null | Null | Null | Null | Null | Null | Null | Null
0.08385 | 5 | 0.077 | 16 | 0.5 | Null | Null | Null | Null | Null | Null | Null | Null | Null
0.08385 | 5 | 0.077 | 16 | 0.6 | Null | Null | Null | Null | Null | Null | Null | Null | Null
0.08385 | 5 | 0.077 | 16 | 0.7 | Null | Null | Null | Null | Null | Null | Null | Null | Null
0.08385 | 5 | 0.077 | 16 | 0.8 | Null | Null | Null | Null | Null | Null | Null | Null | Null
0.08385 | 5 | 0.077 | 16 | 0.9 | Null | Null | Null | Null | Null | Null | Null | Null | Null
0.08385 | 5 | 0.077 | 16 | 1 | Null | Null | Null | Null | Null | Null | Null | Null | Null
0.08385 | 5 | 0.077 | 16.5 | 0.15 | Null | Null | Null | Null | Null | Null | Null | Null | Null
0.08385 | 5 | 0.077 | 16.5 | 0.2 | Null | Null | Null | Null | Null | Null | Null | Null | Null
0.08385 | 5 | 0.077 | 16.5 | 0.3 | Null | Null | Null | Null | Null | Null | Null | Null | Null
0.08385 | 5 | 0.077 | 16.5 | 0.4 | Null | Null | Null | Null | Null | Null | Null | Null | Null
0.08385 | 5 | 0.077 | 16.5 | 0.5 | Null | Null | Null | Null | Null | Null | Null | Null | Null
0.08385 | 5 | 0.077 | 16.5 | 0.6 | Null | Null | Null | Null | Null | Null | Null | Null | Null
0.08385 | 5 | 0.077 | 16.5 | 0.7 | Null | Null | Null | Null | Null | Null | Null | Null | Null
0.08385 | 5 | 0.077 | 16.5 | 0.8 | Null | Null | Null | Null | Null | Null | Null | Null | Null
0.08385 | 5 | 0.077 | 16.5 | 0.9 | Null | Null | Null | Null | Null | Null | Null | Null | Null
0.08385 | 5 | 0.077 | 16.5 | 1 | Null | Null | Null | Null | Null | Null | Null | Null | Null
0.08385 | 5 | 0.077 | 17 | 0.15 | Null | Null | Null | Null | Null | Null | Null | Null | Null
0.08385 | 5 | 0.077 | 17 | 0.2 | Null | Null | Null | Null | Null | Null | Null | Null | Null
0.08385 | 5 | 0.077 | 17 | 0.3 | Null | Null | Null | Null | Null | Null | Null | Null | Null
0.08385 | 5 | 0.077 | 17 | 0.4 | Null | Null | Null | Null | Null | Null | Null | Null | Null
0.08385 | 5 | 0.077 | 17 | 0.5 | Null | Null | Null | Null | Null | Null | Null | Null | Null
0.08385 | 5 | 0.077 | 17 | 0.6 | Null | Null | Null | Null | Null | Null | Null | Null | Null
0.08385 | 5 | 0.077 | 17 | 0.7 | Null | Null | Null | Null | Null | Null | Null | Null | Null
0.08385 | 5 | 0.077 | 17 | 0.8 | Null | Null | Null | Null | Null | Null | Null | Null | Null
0.08385 | 5 | 0.077 | 17 | 0.9 | Null | Null | Null | Null | Null | Null | Null | Null | Null
0.08385 | 5 | 0.077 | 17 | 1 | Null | Null | Null | Null | Null | Null | Null | Null | Null
0.08385 | 5 | 0.077 | 17.5 | 0.15 | Null | Null | Null | Null | Null | Null | Null | Null | Null
0.08385 | 5 | 0.077 | 17.5 | 0.2 | Null | Null | Null | Null | Null | Null | Null | Null | Null
0.08385 | 5 | 0.077 | 17.5 | 0.3 | Null | Null | Null | Null | Null | Null | Null | Null | Null
0.08385 | 5 | 0.077 | 17.5 | 0.4 | Null | Null | Null | Null | Null | Null | Null | Null | Null
0.08385 | 5 | 0.077 | 17.5 | 0.5 | Null | Null | Null | Null | Null | Null | Null | Null | Null
0.08385 | 5 | 0.077 | 17.5 | 0.6 | Null | Null | Null | Null | Null | Null | Null | Null | Null
0.08385 | 5 | 0.077 | 17.5 | 0.7 | Null | Null | Null | Null | Null | Null | Null | Null | Null
0.08385 | 5 | 0.077 | 17.5 | 0.8 | Null | Null | Null | Null | Null | Null | Null | Null | Null
0.08385 | 5 | 0.077 | 17.5 | 0.9 | Null | Null | Null | Null | Null | Null | Null | Null | Null
0.08385 | 5 | 0.077 | 17.5 | 1 | Null | Null | Null | Null | Null | Null | Null | Null | Null
0.08385 | 5 | 0.077 | 18 | 0.15 | Null | Null | Null | Null | Null | Null | Null | Null | Null
0.08385 | 5 | 0.077 | 18 | 0.2 | Null | Null | Null | Null | Null | Null | Null | Null | Null
0.08385 | 5 | 0.077 | 18 | 0.3 | Null | Null | Null | Null | Null | Null | Null | Null | Null
0.08385 | 5 | 0.077 | 18 | 0.4 | Null | Null | Null | Null | Null | Null | Null | Null | Null
0.08385 | 5 | 0.077 | 18 | 0.5 | Null | Null | Null | Null | Null | Null | Null | Null | Null
0.08385 | 5 | 0.077 | 18 | 0.6 | Null | Null | Null | Null | Null | Null | Null | Null | Null
0.08385 | 5 | 0.077 | 18 | 0.7 | Null | Null | Null | Null | Null | Null | Null | Null | Null
0.08385 | 5 | 0.077 | 18 | 0.8 | Null | Null | Null | Null | Null | Null | Null | Null | Null
0.08385 | 5 | 0.077 | 18 | 0.9 | Null | Null | Null | Null | Null | Null | Null | Null | Null
0.08385 | 5 | 0.077 | 18 | 1 | Null | Null | Null | Null | Null | Null | Null | Null | Null
0.08385 | 5 | 0.077 | 21 | 0.15 | Null | Null | Null | Null | Null | Null | Null | Null | Null
0.08385 | 5 | 0.077 | 21 | 0.2 | Null | Null | Null | Null | Null | Null | Null | Null | Null
0.08385 | 5 | 0.077 | 21 | 0.3 | Null | Null | Null | Null | Null | Null | Null | Null | Null
0.08385 | 5 | 0.077 | 21 | 0.4 | Null | Null | Null | Null | Null | Null | Null | Null | Null
0.08385 | 5 | 0.077 | 21 | 0.5 | Null | Null | Null | Null | Null | Null | Null | Null | Null
0.08385 | 5 | 0.077 | 21 | 0.6 | Null | Null | Null | Null | Null | Null | Null | Null | Null
0.08385 | 5 | 0.077 | 21 | 0.7 | Null | Null | Null | Null | Null | Null | Null | Null | Null
0.08385 | 5 | 0.077 | 21 | 0.8 | Null | Null | Null | Null | Null | Null | Null | Null | Null
0.08385 | 5 | 0.077 | 21 | 0.9 | Null | Null | Null | Null | Null | Null | Null | Null | Null
0.08385 | 5 | 0.077 | 21 | 1 | Null | Null | Null | Null | Null | Null | Null | Null | Null
0.08385 | 5 | 0.077 | 24 | 0.15 | Null | Null | Null | Null | Null | Null | Null | Null | Null
0.08385 | 5 | 0.077 | 24 | 0.2 | Null | Null | Null | Null | Null | Null | Null | Null | Null
0.08385 | 5 | 0.077 | 24 | 0.3 | Null | Null | Null | Null | Null | Null | Null | Null | Null
0.08385 | 5 | 0.077 | 24 | 0.4 | Null | Null | Null | Null | Null | Null | Null | Null | Null
0.08385 | 5 | 0.077 | 24 | 0.5 | Null | Null | Null | Null | Null | Null | Null | Null | Null
0.08385 | 5 | 0.077 | 24 | 0.6 | Null | Null | Null | Null | Null | Null | Null | Null | Null
0.08385 | 5 | 0.077 | 24 | 0.7 | Null | Null | Null | Null | Null | Null | Null | Null | Null
0.08385 | 5 | 0.077 | 24 | 0.8 | Null | Null | Null | Null | Null | Null | Null | Null | Null
0.08385 | 5 | 0.077 | 24 | 0.9 | Null | Null | Null | Null | Null | Null | Null | Null | Null
0.08385 | 5 | 0.077 | 24 | 1 | Null | Null | Null | Null | Null | Null | Null | Null | Null
0.08385 | 5 | 0.077 | 27 | 0.15 | Null | Null | Null | Null | Null | Null | Null | Null | Null
0.08385 | 5 | 0.077 | 27 | 0.2 | Null | Null | Null | Null | Null | Null | Null | Null | Null
0.08385 | 5 | 0.077 | 27 | 0.3 | Null | Null | Null | Null | Null | Null | Null | Null | Null
0.08385 | 5 | 0.077 | 27 | 0.4 | Null | Null | Null | Null | Null | Null | Null | Null | Null
0.08385 | 5 | 0.077 | 27 | 0.5 | Null | Null | Null | Null | Null | Null | Null | Null | Null
0.08385 | 5 | 0.077 | 27 | 0.6 | Null | Null | Null | Null | Null | Null | Null | Null | Null
0.08385 | 5 | 0.077 | 27 | 0.7 | Null | Null | Null | Null | Null | Null | Null | Null | Null
0.08385 | 5 | 0.077 | 27 | 0.8 | Null | Null | Null | Null | Null | Null | Null | Null | Null
0.08385 | 5 | 0.077 | 27 | 0.9 | Null | Null | Null | Null | Null | Null | Null | Null | Null
0.08385 | 5 | 0.077 | 27 | 1 | Null | Null | Null | Null | Null | Null | Null | Null | Null
0.08385 | 5 | 0.077 | 30 | 0.15 | Null | Null | Null | Null | Null | Null | Null | Null | Null
0.08385 | 5 | 0.077 | 30 | 0.2 | Null | Null | Null | Null | Null | Null | Null | Null | Null
0.08385 | 5 | 0.077 | 30 | 0.3 | Null | Null | Null | Null | Null | Null | Null | Null | Null
0.08385 | 5 | 0.077 | 30 | 0.4 | Null | Null | Null | Null | Null | Null | Null | Null | Null
0.08385 | 5 | 0.077 | 30 | 0.5 | Null | Null | Null | Null | Null | Null | Null | Null | Null
0.08385 | 5 | 0.077 | 30 | 0.6 | Null | Null | Null | Null | Null | Null | Null | Null | Null
0.08385 | 5 | 0.077 | 30 | 0.7 | Null | Null | Null | Null | Null | Null | Null | Null | Null
0.08385 | 5 | 0.077 | 30 | 0.8 | Null | Null | Null | Null | Null | Null | Null | Null | Null
0.08385 | 5 | 0.077 | 30 | 0.9 | Null | Null | Null | Null | Null | Null | Null | Null | Null
0.08385 | 5 | 0.077 | 30 | 1 | Null | Null | Null | Null | Null | Null | Null | Null | Null
0.08385 | 5 | 0.09437 | 10.5 | 0.15 | Null | Null | Null | Null | Null | Null | Null | Null | Null
0.08385 | 5 | 0.09437 | 10.5 | 0.2 | Null | Null | Null | Null | Null | Null | Null | Null | Null
0.08385 | 5 | 0.09437 | 10.5 | 0.3 | Null | Null | Null | Null | Null | Null | Null | Null | Null
0.08385 | 5 | 0.09437 | 10.5 | 0.4 | Null | Null | Null | Null | Null | Null | Null | Null | Null
0.08385 | 5 | 0.09437 | 10.5 | 0.5 | Null | Null | Null | Null | Null | Null | Null | Null | Null
0.08385 | 5 | 0.09437 | 10.5 | 0.6 | Null | Null | Null | Null | Null | Null | Null | Null | Null
0.08385 | 5 | 0.09437 | 10.5 | 0.7 | Null | Null | Null | Null | Null | Null | Null | Null | Null
0.08385 | 5 | 0.09437 | 10.5 | 0.8 | Null | Null | Null | Null | Null | Null | Null | Null | Null
0.08385 | 5 | 0.09437 | 10.5 | 0.9 | Null | Null | Null | Null | Null | Null | Null | Null | Null
0.08385 | 5 | 0.09437 | 10.5 | 1 | Null | Null | Null | Null | Null | Null | Null | Null | Null
0.08385 | 5 | 0.09437 | 11 | 0.15 | Null | Null | Null | Null | Null | Null | Null | Null | Null
0.08385 | 5 | 0.09437 | 11 | 0.2 | Null | Null | Null | Null | Null | Null | Null | Null | Null
0.08385 | 5 | 0.09437 | 11 | 0.3 | Null | Null | Null | Null | Null | Null | Null | Null | Null
0.08385 | 5 | 0.09437 | 11 | 0.4 | Null | Null | Null | Null | Null | Null | Null | Null | Null
0.08385 | 5 | 0.09437 | 11 | 0.5 | Null | Null | Null | Null | Null | Null | Null | Null | Null
0.08385 | 5 | 0.09437 | 11 | 0.6 | Null | Null | Null | Null | Null | Null | Null | Null | Null
0.08385 | 5 | 0.09437 | 11 | 0.7 | Null | Null | Null | Null | Null | Null | Null | Null | Null
0.08385 | 5 | 0.09437 | 11 | 0.8 | Null | Null | Null | Null | Null | Null | Null | Null | Null
0.08385 | 5 | 0.09437 | 11 | 0.9 | Null | Null | Null | Null | Null | Null | Null | Null | Null
0.08385 | 5 | 0.09437 | 11 | 1 | Null | Null | Null | Null | Null | Null | Null | Null | Null
0.08385 | 5 | 0.09437 | 11.5 | 0.15 | Null | Null | Null | Null | Null | Null | Null | Null | Null
0.08385 | 5 | 0.09437 | 11.5 | 0.2 | Null | Null | Null | Null | Null | Null | Null | Null | Null
0.08385 | 5 | 0.09437 | 11.5 | 0.3 | Null | Null | Null | Null | Null | Null | Null | Null | Null
0.08385 | 5 | 0.09437 | 11.5 | 0.4 | Null | Null | Null | Null | Null | Null | Null | Null | Null
0.08385 | 5 | 0.09437 | 11.5 | 0.5 | Null | Null | Null | Null | Null | Null | Null | Null | Null
0.08385 | 5 | 0.09437 | 11.5 | 0.6 | Null | Null | Null | Null | Null | Null | Null | Null | Null
0.08385 | 5 | 0.09437 | 11.5 | 0.7 | Null | Null | Null | Null | Null | Null | Null | Null | Null
0.08385 | 5 | 0.09437 | 11.5 | 0.8 | Null | Null | Null | Null | Null | Null | Null | Null | Null
0.08385 | 5 | 0.09437 | 11.5 | 0.9 | Null | Null | Null | Null | Null | Null | Null | Null | Null
0.08385 | 5 | 0.09437 | 11.5 | 1 | Null | Null | Null | Null | Null | Null | Null | Null | Null
0.08385 | 5 | 0.09437 | 12 | 0.15 | Null | Null | Null | Null | Null | Null | Null | Null | Null
0.08385 | 5 | 0.09437 | 12 | 0.2 | Null | Null | Null | Null | Null | Null | Null | Null | Null
0.08385 | 5 | 0.09437 | 12 | 0.3 | Null | Null | Null | Null | Null | Null | Null | Null | Null
0.08385 | 5 | 0.09437 | 12 | 0.4 | Null | Null | Null | Null | Null | Null | Null | Null | Null
0.08385 | 5 | 0.09437 | 12 | 0.5 | Null | Null | Null | Null | Null | Null | Null | Null | Null
0.08385 | 5 | 0.09437 | 12 | 0.6 | Null | Null | Null | Null | Null | Null | Null | Null | Null
0.08385 | 5 | 0.09437 | 12 | 0.7 | Null | Null | Null | Null | Null | Null | Null | Null | Null
0.08385 | 5 | 0.09437 | 12 | 0.8 | Null | Null | Null | Null | Null | Null | Null | Null | Null
0.08385 | 5 | 0.09437 | 12 | 0.9 | Null | Null | Null | Null | Null | Null | Null | Null | Null
0.08385 | 5 | 0.09437 | 12 | 1 | Null | Null | Null | Null | Null | Null | Null | Null | Null
0.08385 | 5 | 0.09437 | 12.5 | 0.15 | Null | Null | Null | Null | Null | Null | Null | Null | Null
0.08385 | 5 | 0.09437 | 12.5 | 0.2 | Null | Null | Null | Null | Null | Null | Null | Null | Null
0.08385 | 5 | 0.09437 | 12.5 | 0.3 | Null | Null | Null | Null | Null | Null | Null | Null | Null
0.08385 | 5 | 0.09437 | 12.5 | 0.4 | Null | Null | Null | Null | Null | Null | Null | Null | Null
0.08385 | 5 | 0.09437 | 12.5 | 0.5 | Null | Null | Null | Null | Null | Null | Null | Null | Null
0.08385 | 5 | 0.09437 | 12.5 | 0.6 | Null | Null | Null | Null | Null | Null | Null | Null | Null
0.08385 | 5 | 0.09437 | 12.5 | 0.7 | Null | Null | Null | Null | Null | Null | Null | Null | Null
0.08385 | 5 | 0.09437 | 12.5 | 0.8 | Null | Null | Null | Null | Null | Null | Null | Null | Null
0.08385 | 5 | 0.09437 | 12.5 | 0.9 | Null | Null | Null | Null | Null | Null | Null | Null | Null
0.08385 | 5 | 0.09437 | 12.5 | 1 | Null | Null | Null | Null | Null | Null | Null | Null | Null
0.08385 | 5 | 0.09437 | 13 | 0.15 | Null | Null | Null | Null | Null | Null | Null | Null | Null
0.08385 | 5 | 0.09437 | 13 | 0.2 | Null | Null | Null | Null | Null | Null | Null | Null | Null
0.08385 | 5 | 0.09437 | 13 | 0.3 | Null | Null | Null | Null | Null | Null | Null | Null | Null
0.08385 | 5 | 0.09437 | 13 | 0.4 | Null | Null | Null | Null | Null | Null | Null | Null | Null
0.08385 | 5 | 0.09437 | 13 | 0.5 | Null | Null | Null | Null | Null | Null | Null | Null | Null
0.08385 | 5 | 0.09437 | 13 | 0.6 | Null | Null | Null | Null | Null | Null | Null | Null | Null
0.08385 | 5 | 0.09437 | 13 | 0.7 | Null | Null | Null | Null | Null | Null | Null | Null | Null
0.08385 | 5 | 0.09437 | 13 | 0.8 | Null | Null | Null | Null | Null | Null | Null | Null | Null
0.08385 | 5 | 0.09437 | 13 | 0.9 | Null | Null | Null | Null | Null | Null | Null | Null | Null
0.08385 | 5 | 0.09437 | 13 | 1 | Null | Null | Null | Null | Null | Null | Null | Null | Null
0.08385 | 5 | 0.09437 | 13.5 | 0.15 | Null | Null | Null | Null | Null | Null | Null | Null | Null
0.08385 | 5 | 0.09437 | 13.5 | 0.2 | Null | Null | Null | Null | Null | Null | Null | Null | Null
0.08385 | 5 | 0.09437 | 13.5 | 0.3 | Null | Null | Null | Null | Null | Null | Null | Null | Null
0.08385 | 5 | 0.09437 | 13.5 | 0.4 | Null | Null | Null | Null | Null | Null | Null | Null | Null
0.08385 | 5 | 0.09437 | 13.5 | 0.5 | Null | Null | Null | Null | Null | Null | Null | Null | Null
0.08385 | 5 | 0.09437 | 13.5 | 0.6 | Null | Null | Null | Null | Null | Null | Null | Null | Null
0.08385 | 5 | 0.09437 | 13.5 | 0.7 | Null | Null | Null | Null | Null | Null | Null | Null | Null
0.08385 | 5 | 0.09437 | 13.5 | 0.8 | Null | Null | Null | Null | Null | Null | Null | Null | Null
0.08385 | 5 | 0.09437 | 13.5 | 0.9 | Null | Null | Null | Null | Null | Null | Null | Null | Null
0.08385 | 5 | 0.09437 | 13.5 | 1 | Null | Null | Null | Null | Null | Null | Null | Null | Null
0.08385 | 5 | 0.09437 | 14 | 0.15 | Null | Null | Null | Null | Null | Null | Null | Null | Null
0.08385 | 5 | 0.09437 | 14 | 0.2 | Null | Null | Null | Null | Null | Null | Null | Null | Null
0.08385 | 5 | 0.09437 | 14 | 0.3 | Null | Null | Null | Null | Null | Null | Null | Null | Null
0.08385 | 5 | 0.09437 | 14 | 0.4 | Null | Null | Null | Null | Null | Null | Null | Null | Null
0.08385 | 5 | 0.09437 | 14 | 0.5 | Null | Null | Null | Null | Null | Null | Null | Null | Null
0.08385 | 5 | 0.09437 | 14 | 0.6 | Null | Null | Null | Null | Null | Null | Null | Null | Null
0.08385 | 5 | 0.09437 | 14 | 0.7 | Null | Null | Null | Null | Null | Null | Null | Null | Null
0.08385 | 5 | 0.09437 | 14 | 0.8 | Null | Null | Null | Null | Null | Null | Null | Null | Null
0.08385 | 5 | 0.09437 | 14 | 0.9 | Null | Null | Null | Null | Null | Null | Null | Null | Null
0.08385 | 5 | 0.09437 | 14 | 1 | Null | Null | Null | Null | Null | Null | Null | Null | Null
0.08385 | 5 | 0.09437 | 14.5 | 0.15 | Null | Null | Null | Null | Null | Null | Null | Null | Null
0.08385 | 5 | 0.09437 | 14.5 | 0.2 | Null | Null | Null | Null | Null | Null | Null | Null | Null
0.08385 | 5 | 0.09437 | 14.5 | 0.3 | Null | Null | Null | Null | Null | Null | Null | Null | Null
0.08385 | 5 | 0.09437 | 14.5 | 0.4 | Null | Null | Null | Null | Null | Null | Null | Null | Null
0.08385 | 5 | 0.09437 | 14.5 | 0.5 | Null | Null | Null | Null | Null | Null | Null | Null | Null
0.08385 | 5 | 0.09437 | 14.5 | 0.6 | Null | Null | Null | Null | Null | Null | Null | Null | Null
0.08385 | 5 | 0.09437 | 14.5 | 0.7 | Null | Null | Null | Null | Null | Null | Null | Null | Null
0.08385 | 5 | 0.09437 | 14.5 | 0.8 | Null | Null | Null | Null | Null | Null | Null | Null | Null
0.08385 | 5 | 0.09437 | 14.5 | 0.9 | Null | Null | Null | Null | Null | Null | Null | Null | Null
0.08385 | 5 | 0.09437 | 14.5 | 1 | Null | Null | Null | Null | Null | Null | Null | Null | Null
0.08385 | 5 | 0.09437 | 15 | 0.15 | Null | Null | Null | Null | Null | Null | Null | Null | Null
0.08385 | 5 | 0.09437 | 15 | 0.2 | Null | Null | Null | Null | Null | Null | Null | Null | Null
0.08385 | 5 | 0.09437 | 15 | 0.3 | Null | Null | Null | Null | Null | Null | Null | Null | Null
0.08385 | 5 | 0.09437 | 15 | 0.4 | Null | Null | Null | Null | Null | Null | Null | Null | Null
0.08385 | 5 | 0.09437 | 15 | 0.5 | Null | Null | Null | Null | Null | Null | Null | Null | Null
0.08385 | 5 | 0.09437 | 15 | 0.6 | Null | Null | Null | Null | Null | Null | Null | Null | Null
0.08385 | 5 | 0.09437 | 15 | 0.7 | Null | Null | Null | Null | Null | Null | Null | Null | Null
0.08385 | 5 | 0.09437 | 15 | 0.8 | Null | Null | Null | Null | Null | Null | Null | Null | Null
0.08385 | 5 | 0.09437 | 15 | 0.9 | Null | Null | Null | Null | Null | Null | Null | Null | Null
0.08385 | 5 | 0.09437 | 15 | 1 | Null | Null | Null | Null | Null | Null | Null | Null | Null
0.08385 | 5 | 0.09437 | 15.5 | 0.15 | Null | Null | Null | Null | Null | Null | Null | Null | Null
0.08385 | 5 | 0.09437 | 15.5 | 0.2 | Null | Null | Null | Null | Null | Null | Null | Null | Null
0.08385 | 5 | 0.09437 | 15.5 | 0.3 | Null | Null | Null | Null | Null | Null | Null | Null | Null
0.08385 | 5 | 0.09437 | 15.5 | 0.4 | Null | Null | Null | Null | Null | Null | Null | Null | Null
0.08385 | 5 | 0.09437 | 15.5 | 0.5 | Null | Null | Null | Null | Null | Null | Null | Null | Null
0.08385 | 5 | 0.09437 | 15.5 | 0.6 | Null | Null | Null | Null | Null | Null | Null | Null | Null
0.08385 | 5 | 0.09437 | 15.5 | 0.7 | Null | Null | Null | Null | Null | Null | Null | Null | Null
0.08385 | 5 | 0.09437 | 15.5 | 0.8 | Null | Null | Null | Null | Null | Null | Null | Null | Null
0.08385 | 5 | 0.09437 | 15.5 | 0.9 | Null | Null | Null | Null | Null | Null | Null | Null | Null
0.08385 | 5 | 0.09437 | 15.5 | 1 | Null | Null | Null | Null | Null | Null | Null | Null | Null
0.08385 | 5 | 0.09437 | 16 | 0.15 | Null | Null | Null | Null | Null | Null | Null | Null | Null
0.08385 | 5 | 0.09437 | 16 | 0.2 | Null | Null | Null | Null | Null | Null | Null | Null | Null
0.08385 | 5 | 0.09437 | 16 | 0.3 | Null | Null | Null | Null | Null | Null | Null | Null | Null
0.08385 | 5 | 0.09437 | 16 | 0.4 | Null | Null | Null | Null | Null | Null | Null | Null | Null
0.08385 | 5 | 0.09437 | 16 | 0.5 | Null | Null | Null | Null | Null | Null | Null | Null | Null
0.08385 | 5 | 0.09437 | 16 | 0.6 | Null | Null | Null | Null | Null | Null | Null | Null | Null
0.08385 | 5 | 0.09437 | 16 | 0.7 | Null | Null | Null | Null | Null | Null | Null | Null | Null
0.08385 | 5 | 0.09437 | 16 | 0.8 | Null | Null | Null | Null | Null | Null | Null | Null | Null
0.08385 | 5 | 0.09437 | 16 | 0.9 | Null | Null | Null | Null | Null | Null | Null | Null | Null
0.08385 | 5 | 0.09437 | 16 | 1 | Null | Null | Null | Null | Null | Null | Null | Null | Null
0.08385 | 5 | 0.09437 | 16.5 | 0.15 | Null | Null | Null | Null | Null | Null | Null | Null | Null
0.08385 | 5 | 0.09437 | 16.5 | 0.2 | Null | Null | Null | Null | Null | Null | Null | Null | Null
0.08385 | 5 | 0.09437 | 16.5 | 0.3 | Null | Null | Null | Null | Null | Null | Null | Null | Null
0.08385 | 5 | 0.09437 | 16.5 | 0.4 | Null | Null | Null | Null | Null | Null | Null | Null | Null
0.08385 | 5 | 0.09437 | 16.5 | 0.5 | Null | Null | Null | Null | Null | Null | Null | Null | Null
0.08385 | 5 | 0.09437 | 16.5 | 0.6 | Null | Null | Null | Null | Null | Null | Null | Null | Null
0.08385 | 5 | 0.09437 | 16.5 | 0.7 | Null | Null | Null | Null | Null | Null | Null | Null | Null
0.08385 | 5 | 0.09437 | 16.5 | 0.8 | Null | Null | Null | Null | Null | Null | Null | Null | Null
0.08385 | 5 | 0.09437 | 16.5 | 0.9 | Null | Null | Null | Null | Null | Null | Null | Null | Null
0.08385 | 5 | 0.09437 | 16.5 | 1 | Null | Null | Null | Null | Null | Null | Null | Null | Null
0.08385 | 5 | 0.09437 | 17 | 0.15 | Null | Null | Null | Null | Null | Null | Null | Null | Null
0.08385 | 5 | 0.09437 | 17 | 0.2 | Null | Null | Null | Null | Null | Null | Null | Null | Null
0.08385 | 5 | 0.09437 | 17 | 0.3 | Null | Null | Null | Null | Null | Null | Null | Null | Null
0.08385 | 5 | 0.09437 | 17 | 0.4 | Null | Null | Null | Null | Null | Null | Null | Null | Null
0.08385 | 5 | 0.09437 | 17 | 0.5 | Null | Null | Null | Null | Null | Null | Null | Null | Null
0.08385 | 5 | 0.09437 | 17 | 0.6 | Null | Null | Null | Null | Null | Null | Null | Null | Null
0.08385 | 5 | 0.09437 | 17 | 0.7 | Null | Null | Null | Null | Null | Null | Null | Null | Null
0.08385 | 5 | 0.09437 | 17 | 0.8 | Null | Null | Null | Null | Null | Null | Null | Null | Null
0.08385 | 5 | 0.09437 | 17 | 0.9 | Null | Null | Null | Null | Null | Null | Null | Null | Null
0.08385 | 5 | 0.09437 | 17 | 1 | Null | Null | Null | Null | Null | Null | Null | Null | Null
0.08385 | 5 | 0.09437 | 17.5 | 0.15 | Null | Null | Null | Null | Null | Null | Null | Null | Null
0.08385 | 5 | 0.09437 | 17.5 | 0.2 | Null | Null | Null | Null | Null | Null | Null | Null | Null
0.08385 | 5 | 0.09437 | 17.5 | 0.3 | Null | Null | Null | Null | Null | Null | Null | Null | Null
0.08385 | 5 | 0.09437 | 17.5 | 0.4 | Null | Null | Null | Null | Null | Null | Null | Null | Null
0.08385 | 5 | 0.09437 | 17.5 | 0.5 | Null | Null | Null | Null | Null | Null | Null | Null | Null
0.08385 | 5 | 0.09437 | 17.5 | 0.6 | Null | Null | Null | Null | Null | Null | Null | Null | Null
0.08385 | 5 | 0.09437 | 17.5 | 0.7 | Null | Null | Null | Null | Null | Null | Null | Null | Null
0.08385 | 5 | 0.09437 | 17.5 | 0.8 | Null | Null | Null | Null | Null | Null | Null | Null | Null
0.08385 | 5 | 0.09437 | 17.5 | 0.9 | Null | Null | Null | Null | Null | Null | Null | Null | Null
0.08385 | 5 | 0.09437 | 17.5 | 1 | Null | Null | Null | Null | Null | Null | Null | Null | Null
0.08385 | 5 | 0.09437 | 18 | 0.15 | Null | Null | Null | Null | Null | Null | Null | Null | Null
0.08385 | 5 | 0.09437 | 18 | 0.2 | Null | Null | Null | Null | Null | Null | Null | Null | Null
0.08385 | 5 | 0.09437 | 18 | 0.3 | Null | Null | Null | Null | Null | Null | Null | Null | Null
0.08385 | 5 | 0.09437 | 18 | 0.4 | Null | Null | Null | Null | Null | Null | Null | Null | Null
0.08385 | 5 | 0.09437 | 18 | 0.5 | Null | Null | Null | Null | Null | Null | Null | Null | Null
0.08385 | 5 | 0.09437 | 18 | 0.6 | Null | Null | Null | Null | Null | Null | Null | Null | Null
0.08385 | 5 | 0.09437 | 18 | 0.7 | Null | Null | Null | Null | Null | Null | Null | Null | Null
0.08385 | 5 | 0.09437 | 18 | 0.8 | Null | Null | Null | Null | Null | Null | Null | Null | Null
0.08385 | 5 | 0.09437 | 18 | 0.9 | Null | Null | Null | Null | Null | Null | Null | Null | Null
0.08385 | 5 | 0.09437 | 18 | 1 | Null | Null | Null | Null | Null | Null | Null | Null | Null
0.08385 | 5 | 0.09437 | 21 | 0.15 | Null | Null | Null | Null | Null | Null | Null | Null | Null
0.08385 | 5 | 0.09437 | 21 | 0.2 | Null | Null | Null | Null | Null | Null | Null | Null | Null
0.08385 | 5 | 0.09437 | 21 | 0.3 | Null | Null | Null | Null | Null | Null | Null | Null | Null
0.08385 | 5 | 0.09437 | 21 | 0.4 | Null | Null | Null | Null | Null | Null | Null | Null | Null
0.08385 | 5 | 0.09437 | 21 | 0.5 | Null | Null | Null | Null | Null | Null | Null | Null | Null
0.08385 | 5 | 0.09437 | 21 | 0.6 | Null | Null | Null | Null | Null | Null | Null | Null | Null
0.08385 | 5 | 0.09437 | 21 | 0.7 | Null | Null | Null | Null | Null | Null | Null | Null | Null
0.08385 | 5 | 0.09437 | 21 | 0.8 | Null | Null | Null | Null | Null | Null | Null | Null | Null
0.08385 | 5 | 0.09437 | 21 | 0.9 | Null | Null | Null | Null | Null | Null | Null | Null | Null
0.08385 | 5 | 0.09437 | 21 | 1 | Null | Null | Null | Null | Null | Null | Null | Null | Null
0.08385 | 5 | 0.09437 | 24 | 0.15 | Null | Null | Null | Null | Null | Null | Null | Null | Null
0.08385 | 5 | 0.09437 | 24 | 0.2 | Null | Null | Null | Null | Null | Null | Null | Null | Null
0.08385 | 5 | 0.09437 | 24 | 0.3 | Null | Null | Null | Null | Null | Null | Null | Null | Null
0.08385 | 5 | 0.09437 | 24 | 0.4 | Null | Null | Null | Null | Null | Null | Null | Null | Null
0.08385 | 5 | 0.09437 | 24 | 0.5 | Null | Null | Null | Null | Null | Null | Null | Null | Null
0.08385 | 5 | 0.09437 | 24 | 0.6 | Null | Null | Null | Null | Null | Null | Null | Null | Null
0.08385 | 5 | 0.09437 | 24 | 0.7 | Null | Null | Null | Null | Null | Null | Null | Null | Null
0.08385 | 5 | 0.09437 | 24 | 0.8 | Null | Null | Null | Null | Null | Null | Null | Null | Null
0.08385 | 5 | 0.09437 | 24 | 0.9 | Null | Null | Null | Null | Null | Null | Null | Null | Null
0.08385 | 5 | 0.09437 | 24 | 1 | Null | Null | Null | Null | Null | Null | Null | Null | Null
0.08385 | 5 | 0.09437 | 27 | 0.15 | Null | Null | Null | Null | Null | Null | Null | Null | Null
0.08385 | 5 | 0.09437 | 27 | 0.2 | Null | Null | Null | Null | Null | Null | Null | Null | Null
0.08385 | 5 | 0.09437 | 27 | 0.3 | Null | Null | Null | Null | Null | Null | Null | Null | Null
0.08385 | 5 | 0.09437 | 27 | 0.4 | Null | Null | Null | Null | Null | Null | Null | Null | Null
0.08385 | 5 | 0.09437 | 27 | 0.5 | Null | Null | Null | Null | Null | Null | Null | Null | Null
0.08385 | 5 | 0.09437 | 27 | 0.6 | Null | Null | Null | Null | Null | Null | Null | Null | Null
0.08385 | 5 | 0.09437 | 27 | 0.7 | Null | Null | Null | Null | Null | Null | Null | Null | Null
0.08385 | 5 | 0.09437 | 27 | 0.8 | Null | Null | Null | Null | Null | Null | Null | Null | Null
0.08385 | 5 | 0.09437 | 27 | 0.9 | Null | Null | Null | Null | Null | Null | Null | Null | Null
0.08385 | 5 | 0.09437 | 27 | 1 | Null | Null | Null | Null | Null | Null | Null | Null | Null
0.08385 | 5 | 0.09437 | 30 | 0.15 | Null | Null | Null | Null | Null | Null | Null | Null | Null
0.08385 | 5 | 0.09437 | 30 | 0.2 | Null | Null | Null | Null | Null | Null | Null | Null | Null
0.08385 | 5 | 0.09437 | 30 | 0.3 | Null | Null | Null | Null | Null | Null | Null | Null | Null
0.08385 | 5 | 0.09437 | 30 | 0.4 | Null | Null | Null | Null | Null | Null | Null | Null | Null
0.08385 | 5 | 0.09437 | 30 | 0.5 | Null | Null | Null | Null | Null | Null | Null | Null | Null
0.08385 | 5 | 0.09437 | 30 | 0.6 | Null | Null | Null | Null | Null | Null | Null | Null | Null
0.08385 | 5 | 0.09437 | 30 | 0.7 | Null | Null | Null | Null | Null | Null | Null | Null | Null
0.08385 | 5 | 0.09437 | 30 | 0.8 | Null | Null | Null | Null | Null | Null | Null | Null | Null
0.08385 | 5 | 0.09437 | 30 | 0.9 | Null | Null | Null | Null | Null | Null | Null | Null | Null
0.08385 | 5 | 0.09437 | 30 | 1 | Null | Null | Null | Null | Null | Null | Null | Null | Null
0.08385 | 5 | 0.09644 | 10.5 | 0.15 | Null | Null | Null | Null | Null | Null | Null | Null | Null
0.08385 | 5 | 0.09644 | 10.5 | 0.2 | Null | Null | Null | Null | Null | Null | Null | Null | Null
0.08385 | 5 | 0.09644 | 10.5 | 0.3 | Null | Null | Null | Null | Null | Null | Null | Null | Null
0.08385 | 5 | 0.09644 | 10.5 | 0.4 | Null | Null | Null | Null | Null | Null | Null | Null | Null
0.08385 | 5 | 0.09644 | 10.5 | 0.5 | Null | Null | Null | Null | Null | Null | Null | Null | Null
0.08385 | 5 | 0.09644 | 10.5 | 0.6 | Null | Null | Null | Null | Null | Null | Null | Null | Null
0.08385 | 5 | 0.09644 | 10.5 | 0.7 | Null | Null | Null | Null | Null | Null | Null | Null | Null
0.08385 | 5 | 0.09644 | 10.5 | 0.8 | Null | Null | Null | Null | Null | Null | Null | Null | Null
0.08385 | 5 | 0.09644 | 10.5 | 0.9 | Null | Null | Null | Null | Null | Null | Null | Null | Null
0.08385 | 5 | 0.09644 | 10.5 | 1 | Null | Null | Null | Null | Null | Null | Null | Null | Null
0.08385 | 5 | 0.09644 | 11 | 0.15 | Null | Null | Null | Null | Null | Null | Null | Null | Null
0.08385 | 5 | 0.09644 | 11 | 0.2 | Null | Null | Null | Null | Null | Null | Null | Null | Null
0.08385 | 5 | 0.09644 | 11 | 0.3 | Null | Null | Null | Null | Null | Null | Null | Null | Null
0.08385 | 5 | 0.09644 | 11 | 0.4 | Null | Null | Null | Null | Null | Null | Null | Null | Null
0.08385 | 5 | 0.09644 | 11 | 0.5 | Null | Null | Null | Null | Null | Null | Null | Null | Null
0.08385 | 5 | 0.09644 | 11 | 0.6 | Null | Null | Null | Null | Null | Null | Null | Null | Null
0.08385 | 5 | 0.09644 | 11 | 0.7 | Null | Null | Null | Null | Null | Null | Null | Null | Null
0.08385 | 5 | 0.09644 | 11 | 0.8 | Null | Null | Null | Null | Null | Null | Null | Null | Null
0.08385 | 5 | 0.09644 | 11 | 0.9 | Null | Null | Null | Null | Null | Null | Null | Null | Null
0.08385 | 5 | 0.09644 | 11 | 1 | Null | Null | Null | Null | Null | Null | Null | Null | Null
0.08385 | 5 | 0.09644 | 11.5 | 0.15 | Null | Null | Null | Null | Null | Null | Null | Null | Null
0.08385 | 5 | 0.09644 | 11.5 | 0.2 | Null | Null | Null | Null | Null | Null | Null | Null | Null
0.08385 | 5 | 0.09644 | 11.5 | 0.3 | Null | Null | Null | Null | Null | Null | Null | Null | Null
0.08385 | 5 | 0.09644 | 11.5 | 0.4 | Null | Null | Null | Null | Null | Null | Null | Null | Null
0.08385 | 5 | 0.09644 | 11.5 | 0.5 | Null | Null | Null | Null | Null | Null | Null | Null | Null
0.08385 | 5 | 0.09644 | 11.5 | 0.6 | Null | Null | Null | Null | Null | Null | Null | Null | Null
0.08385 | 5 | 0.09644 | 11.5 | 0.7 | Null | Null | Null | Null | Null | Null | Null | Null | Null
0.08385 | 5 | 0.09644 | 11.5 | 0.8 | Null | Null | Null | Null | Null | Null | Null | Null | Null
0.08385 | 5 | 0.09644 | 11.5 | 0.9 | Null | Null | Null | Null | Null | Null | Null | Null | Null
0.08385 | 5 | 0.09644 | 11.5 | 1 | Null | Null | Null | Null | Null | Null | Null | Null | Null
0.08385 | 5 | 0.09644 | 12 | 0.15 | Null | Null | Null | Null | Null | Null | Null | Null | Null
0.08385 | 5 | 0.09644 | 12 | 0.2 | Null | Null | Null | Null | Null | Null | Null | Null | Null
0.08385 | 5 | 0.09644 | 12 | 0.3 | Null | Null | Null | Null | Null | Null | Null | Null | Null
0.08385 | 5 | 0.09644 | 12 | 0.4 | Null | Null | Null | Null | Null | Null | Null | Null | Null
0.08385 | 5 | 0.09644 | 12 | 0.5 | Null | Null | Null | Null | Null | Null | Null | Null | Null
0.08385 | 5 | 0.09644 | 12 | 0.6 | Null | Null | Null | Null | Null | Null | Null | Null | Null
0.08385 | 5 | 0.09644 | 12 | 0.7 | Null | Null | Null | Null | Null | Null | Null | Null | Null
0.08385 | 5 | 0.09644 | 12 | 0.8 | Null | Null | Null | Null | Null | Null | Null | Null | Null
0.08385 | 5 | 0.09644 | 12 | 0.9 | Null | Null | Null | Null | Null | Null | Null | Null | Null
0.08385 | 5 | 0.09644 | 12 | 1 | Null | Null | Null | Null | Null | Null | Null | Null | Null
0.08385 | 5 | 0.09644 | 12.5 | 0.15 | Null | Null | Null | Null | Null | Null | Null | Null | Null
0.08385 | 5 | 0.09644 | 12.5 | 0.2 | Null | Null | Null | Null | Null | Null | Null | Null | Null
0.08385 | 5 | 0.09644 | 12.5 | 0.3 | Null | Null | Null | Null | Null | Null | Null | Null | Null
0.08385 | 5 | 0.09644 | 12.5 | 0.4 | Null | Null | Null | Null | Null | Null | Null | Null | Null
0.08385 | 5 | 0.09644 | 12.5 | 0.5 | Null | Null | Null | Null | Null | Null | Null | Null | Null
0.08385 | 5 | 0.09644 | 12.5 | 0.6 | Null | Null | Null | Null | Null | Null | Null | Null | Null
0.08385 | 5 | 0.09644 | 12.5 | 0.7 | Null | Null | Null | Null | Null | Null | Null | Null | Null
0.08385 | 5 | 0.09644 | 12.5 | 0.8 | Null | Null | Null | Null | Null | Null | Null | Null | Null
0.08385 | 5 | 0.09644 | 12.5 | 0.9 | Null | Null | Null | Null | Null | Null | Null | Null | Null
0.08385 | 5 | 0.09644 | 12.5 | 1 | Null | Null | Null | Null | Null | Null | Null | Null | Null
0.08385 | 5 | 0.09644 | 13 | 0.15 | Null | Null | Null | Null | Null | Null | Null | Null | Null
0.08385 | 5 | 0.09644 | 13 | 0.2 | Null | Null | Null | Null | Null | Null | Null | Null | Null
0.08385 | 5 | 0.09644 | 13 | 0.3 | Null | Null | Null | Null | Null | Null | Null | Null | Null
0.08385 | 5 | 0.09644 | 13 | 0.4 | Null | Null | Null | Null | Null | Null | Null | Null | Null
0.08385 | 5 | 0.09644 | 13 | 0.5 | Null | Null | Null | Null | Null | Null | Null | Null | Null
0.08385 | 5 | 0.09644 | 13 | 0.6 | Null | Null | Null | Null | Null | Null | Null | Null | Null
0.08385 | 5 | 0.09644 | 13 | 0.7 | Null | Null | Null | Null | Null | Null | Null | Null | Null
0.08385 | 5 | 0.09644 | 13 | 0.8 | Null | Null | Null | Null | Null | Null | Null | Null | Null
0.08385 | 5 | 0.09644 | 13 | 0.9 | Null | Null | Null | Null | Null | Null | Null | Null | Null
0.08385 | 5 | 0.09644 | 13 | 1 | Null | Null | Null | Null | Null | Null | Null | Null | Null
0.08385 | 5 | 0.09644 | 13.5 | 0.15 | Null | Null | Null | Null | Null | Null | Null | Null | Null
0.08385 | 5 | 0.09644 | 13.5 | 0.2 | Null | Null | Null | Null | Null | Null | Null | Null | Null
0.08385 | 5 | 0.09644 | 13.5 | 0.3 | Null | Null | Null | Null | Null | Null | Null | Null | Null
0.08385 | 5 | 0.09644 | 13.5 | 0.4 | Null | Null | Null | Null | Null | Null | Null | Null | Null
0.08385 | 5 | 0.09644 | 13.5 | 0.5 | Null | Null | Null | Null | Null | Null | Null | Null | Null
0.08385 | 5 | 0.09644 | 13.5 | 0.6 | Null | Null | Null | Null | Null | Null | Null | Null | Null
0.08385 | 5 | 0.09644 | 13.5 | 0.7 | Null | Null | Null | Null | Null | Null | Null | Null | Null
0.08385 | 5 | 0.09644 | 13.5 | 0.8 | Null | Null | Null | Null | Null | Null | Null | Null | Null
0.08385 | 5 | 0.09644 | 13.5 | 0.9 | Null | Null | Null | Null | Null | Null | Null | Null | Null
0.08385 | 5 | 0.09644 | 13.5 | 1 | Null | Null | Null | Null | Null | Null | Null | Null | Null
0.08385 | 5 | 0.09644 | 14 | 0.15 | Null | Null | Null | Null | Null | Null | Null | Null | Null
0.08385 | 5 | 0.09644 | 14 | 0.2 | Null | Null | Null | Null | Null | Null | Null | Null | Null
0.08385 | 5 | 0.09644 | 14 | 0.3 | Null | Null | Null | Null | Null | Null | Null | Null | Null
0.08385 | 5 | 0.09644 | 14 | 0.4 | Null | Null | Null | Null | Null | Null | Null | Null | Null
0.08385 | 5 | 0.09644 | 14 | 0.5 | Null | Null | Null | Null | Null | Null | Null | Null | Null
0.08385 | 5 | 0.09644 | 14 | 0.6 | Null | Null | Null | Null | Null | Null | Null | Null | Null
0.08385 | 5 | 0.09644 | 14 | 0.7 | Null | Null | Null | Null | Null | Null | Null | Null | Null
0.08385 | 5 | 0.09644 | 14 | 0.8 | Null | Null | Null | Null | Null | Null | Null | Null | Null
0.08385 | 5 | 0.09644 | 14 | 0.9 | Null | Null | Null | Null | Null | Null | Null | Null | Null
0.08385 | 5 | 0.09644 | 14 | 1 | Null | Null | Null | Null | Null | Null | Null | Null | Null
0.08385 | 5 | 0.09644 | 14.5 | 0.15 | Null | Null | Null | Null | Null | Null | Null | Null | Null
0.08385 | 5 | 0.09644 | 14.5 | 0.2 | Null | Null | Null | Null | Null | Null | Null | Null | Null
0.08385 | 5 | 0.09644 | 14.5 | 0.3 | Null | Null | Null | Null | Null | Null | Null | Null | Null
0.08385 | 5 | 0.09644 | 14.5 | 0.4 | Null | Null | Null | Null | Null | Null | Null | Null | Null
0.08385 | 5 | 0.09644 | 14.5 | 0.5 | Null | Null | Null | Null | Null | Null | Null | Null | Null
0.08385 | 5 | 0.09644 | 14.5 | 0.6 | Null | Null | Null | Null | Null | Null | Null | Null | Null
0.08385 | 5 | 0.09644 | 14.5 | 0.7 | Null | Null | Null | Null | Null | Null | Null | Null | Null
0.08385 | 5 | 0.09644 | 14.5 | 0.8 | Null | Null | Null | Null | Null | Null | Null | Null | Null
0.08385 | 5 | 0.09644 | 14.5 | 0.9 | Null | Null | Null | Null | Null | Null | Null | Null | Null
0.08385 | 5 | 0.09644 | 14.5 | 1 | Null | Null | Null | Null | Null | Null | Null | Null | Null
0.08385 | 5 | 0.09644 | 15 | 0.15 | Null | Null | Null | Null | Null | Null | Null | Null | Null
0.08385 | 5 | 0.09644 | 15 | 0.2 | Null | Null | Null | Null | Null | Null | Null | Null | Null
0.08385 | 5 | 0.09644 | 15 | 0.3 | Null | Null | Null | Null | Null | Null | Null | Null | Null
0.08385 | 5 | 0.09644 | 15 | 0.4 | Null | Null | Null | Null | Null | Null | Null | Null | Null
0.08385 | 5 | 0.09644 | 15 | 0.5 | Null | Null | Null | Null | Null | Null | Null | Null | Null
0.08385 | 5 | 0.09644 | 15 | 0.6 | Null | Null | Null | Null | Null | Null | Null | Null | Null
0.08385 | 5 | 0.09644 | 15 | 0.7 | Null | Null | Null | Null | Null | Null | Null | Null | Null
0.08385 | 5 | 0.09644 | 15 | 0.8 | Null | Null | Null | Null | Null | Null | Null | Null | Null
0.08385 | 5 | 0.09644 | 15 | 0.9 | Null | Null | Null | Null | Null | Null | Null | Null | Null
0.08385 | 5 | 0.09644 | 15 | 1 | Null | Null | Null | Null | Null | Null | Null | Null | Null
0.08385 | 5 | 0.09644 | 15.5 | 0.15 | Null | Null | Null | Null | Null | Null | Null | Null | Null
0.08385 | 5 | 0.09644 | 15.5 | 0.2 | Null | Null | Null | Null | Null | Null | Null | Null | Null
0.08385 | 5 | 0.09644 | 15.5 | 0.3 | Null | Null | Null | Null | Null | Null | Null | Null | Null
0.08385 | 5 | 0.09644 | 15.5 | 0.4 | Null | Null | Null | Null | Null | Null | Null | Null | Null
0.08385 | 5 | 0.09644 | 15.5 | 0.5 | Null | Null | Null | Null | Null | Null | Null | Null | Null
0.08385 | 5 | 0.09644 | 15.5 | 0.6 | Null | Null | Null | Null | Null | Null | Null | Null | Null
0.08385 | 5 | 0.09644 | 15.5 | 0.7 | Null | Null | Null | Null | Null | Null | Null | Null | Null
0.08385 | 5 | 0.09644 | 15.5 | 0.8 | Null | Null | Null | Null | Null | Null | Null | Null | Null
0.08385 | 5 | 0.09644 | 15.5 | 0.9 | Null | Null | Null | Null | Null | Null | Null | Null | Null
0.08385 | 5 | 0.09644 | 15.5 | 1 | Null | Null | Null | Null | Null | Null | Null | Null | Null
0.08385 | 5 | 0.09644 | 16 | 0.15 | Null | Null | Null | Null | Null | Null | Null | Null | Null
0.08385 | 5 | 0.09644 | 16 | 0.2 | Null | Null | Null | Null | Null | Null | Null | Null | Null
0.08385 | 5 | 0.09644 | 16 | 0.3 | Null | Null | Null | Null | Null | Null | Null | Null | Null
0.08385 | 5 | 0.09644 | 16 | 0.4 | Null | Null | Null | Null | Null | Null | Null | Null | Null
0.08385 | 5 | 0.09644 | 16 | 0.5 | Null | Null | Null | Null | Null | Null | Null | Null | Null
0.08385 | 5 | 0.09644 | 16 | 0.6 | Null | Null | Null | Null | Null | Null | Null | Null | Null
0.08385 | 5 | 0.09644 | 16 | 0.7 | Null | Null | Null | Null | Null | Null | Null | Null | Null
0.08385 | 5 | 0.09644 | 16 | 0.8 | Null | Null | Null | Null | Null | Null | Null | Null | Null
0.08385 | 5 | 0.09644 | 16 | 0.9 | Null | Null | Null | Null | Null | Null | Null | Null | Null
0.08385 | 5 | 0.09644 | 16 | 1 | Null | Null | Null | Null | Null | Null | Null | Null | Null
0.08385 | 5 | 0.09644 | 16.5 | 0.15 | Null | Null | Null | Null | Null | Null | Null | Null | Null
0.08385 | 5 | 0.09644 | 16.5 | 0.2 | Null | Null | Null | Null | Null | Null | Null | Null | Null
0.08385 | 5 | 0.09644 | 16.5 | 0.3 | Null | Null | Null | Null | Null | Null | Null | Null | Null
0.08385 | 5 | 0.09644 | 16.5 | 0.4 | Null | Null | Null | Null | Null | Null | Null | Null | Null
0.08385 | 5 | 0.09644 | 16.5 | 0.5 | Null | Null | Null | Null | Null | Null | Null | Null | Null
0.08385 | 5 | 0.09644 | 16.5 | 0.6 | Null | Null | Null | Null | Null | Null | Null | Null | Null
0.08385 | 5 | 0.09644 | 16.5 | 0.7 | Null | Null | Null | Null | Null | Null | Null | Null | Null
0.08385 | 5 | 0.09644 | 16.5 | 0.8 | Null | Null | Null | Null | Null | Null | Null | Null | Null
0.08385 | 5 | 0.09644 | 16.5 | 0.9 | Null | Null | Null | Null | Null | Null | Null | Null | Null
0.08385 | 5 | 0.09644 | 16.5 | 1 | Null | Null | Null | Null | Null | Null | Null | Null | Null
0.08385 | 5 | 0.09644 | 17 | 0.15 | Null | Null | Null | Null | Null | Null | Null | Null | Null
0.08385 | 5 | 0.09644 | 17 | 0.2 | Null | Null | Null | Null | Null | Null | Null | Null | Null
0.08385 | 5 | 0.09644 | 17 | 0.3 | Null | Null | Null | Null | Null | Null | Null | Null | Null
0.08385 | 5 | 0.09644 | 17 | 0.4 | Null | Null | Null | Null | Null | Null | Null | Null | Null
0.08385 | 5 | 0.09644 | 17 | 0.5 | Null | Null | Null | Null | Null | Null | Null | Null | Null
0.08385 | 5 | 0.09644 | 17 | 0.6 | Null | Null | Null | Null | Null | Null | Null | Null | Null
0.08385 | 5 | 0.09644 | 17 | 0.7 | Null | Null | Null | Null | Null | Null | Null | Null | Null
0.08385 | 5 | 0.09644 | 17 | 0.8 | Null | Null | Null | Null | Null | Null | Null | Null | Null
0.08385 | 5 | 0.09644 | 17 | 0.9 | Null | Null | Null | Null | Null | Null | Null | Null | Null
0.08385 | 5 | 0.09644 | 17 | 1 | Null | Null | Null | Null | Null | Null | Null | Null | Null
0.08385 | 5 | 0.09644 | 17.5 | 0.15 | Null | Null | Null | Null | Null | Null | Null | Null | Null
0.08385 | 5 | 0.09644 | 17.5 | 0.2 | Null | Null | Null | Null | Null | Null | Null | Null | Null
0.08385 | 5 | 0.09644 | 17.5 | 0.3 | Null | Null | Null | Null | Null | Null | Null | Null | Null
0.08385 | 5 | 0.09644 | 17.5 | 0.4 | Null | Null | Null | Null | Null | Null | Null | Null | Null
0.08385 | 5 | 0.09644 | 17.5 | 0.5 | Null | Null | Null | Null | Null | Null | Null | Null | Null
0.08385 | 5 | 0.09644 | 17.5 | 0.6 | Null | Null | Null | Null | Null | Null | Null | Null | Null
0.08385 | 5 | 0.09644 | 17.5 | 0.7 | Null | Null | Null | Null | Null | Null | Null | Null | Null
0.08385 | 5 | 0.09644 | 17.5 | 0.8 | Null | Null | Null | Null | Null | Null | Null | Null | Null
0.08385 | 5 | 0.09644 | 17.5 | 0.9 | Null | Null | Null | Null | Null | Null | Null | Null | Null
0.08385 | 5 | 0.09644 | 17.5 | 1 | Null | Null | Null | Null | Null | Null | Null | Null | Null
0.08385 | 5 | 0.09644 | 18 | 0.15 | Null | Null | Null | Null | Null | Null | Null | Null | Null
0.08385 | 5 | 0.09644 | 18 | 0.2 | Null | Null | Null | Null | Null | Null | Null | Null | Null
0.08385 | 5 | 0.09644 | 18 | 0.3 | Null | Null | Null | Null | Null | Null | Null | Null | Null
0.08385 | 5 | 0.09644 | 18 | 0.4 | Null | Null | Null | Null | Null | Null | Null | Null | Null
0.08385 | 5 | 0.09644 | 18 | 0.5 | Null | Null | Null | Null | Null | Null | Null | Null | Null
0.08385 | 5 | 0.09644 | 18 | 0.6 | Null | Null | Null | Null | Null | Null | Null | Null | Null
0.08385 | 5 | 0.09644 | 18 | 0.7 | Null | Null | Null | Null | Null | Null | Null | Null | Null
0.08385 | 5 | 0.09644 | 18 | 0.8 | Null | Null | Null | Null | Null | Null | Null | Null | Null
0.08385 | 5 | 0.09644 | 18 | 0.9 | Null | Null | Null | Null | Null | Null | Null | Null | Null
0.08385 | 5 | 0.09644 | 18 | 1 | Null | Null | Null | Null | Null | Null | Null | Null | Null
0.08385 | 5 | 0.09644 | 21 | 0.15 | Null | Null | Null | Null | Null | Null | Null | Null | Null
0.08385 | 5 | 0.09644 | 21 | 0.2 | Null | Null | Null | Null | Null | Null | Null | Null | Null
0.08385 | 5 | 0.09644 | 21 | 0.3 | Null | Null | Null | Null | Null | Null | Null | Null | Null
0.08385 | 5 | 0.09644 | 21 | 0.4 | Null | Null | Null | Null | Null | Null | Null | Null | Null
0.08385 | 5 | 0.09644 | 21 | 0.5 | Null | Null | Null | Null | Null | Null | Null | Null | Null
0.08385 | 5 | 0.09644 | 21 | 0.6 | Null | Null | Null | Null | Null | Null | Null | Null | Null
0.08385 | 5 | 0.09644 | 21 | 0.7 | Null | Null | Null | Null | Null | Null | Null | Null | Null
0.08385 | 5 | 0.09644 | 21 | 0.8 | Null | Null | Null | Null | Null | Null | Null | Null | Null
0.08385 | 5 | 0.09644 | 21 | 0.9 | Null | Null | Null | Null | Null | Null | Null | Null | Null
0.08385 | 5 | 0.09644 | 21 | 1 | Null | Null | Null | Null | Null | Null | Null | Null | Null
0.08385 | 5 | 0.09644 | 24 | 0.15 | Null | Null | Null | Null | Null | Null | Null | Null | Null
0.08385 | 5 | 0.09644 | 24 | 0.2 | Null | Null | Null | Null | Null | Null | Null | Null | Null
0.08385 | 5 | 0.09644 | 24 | 0.3 | Null | Null | Null | Null | Null | Null | Null | Null | Null
0.08385 | 5 | 0.09644 | 24 | 0.4 | Null | Null | Null | Null | Null | Null | Null | Null | Null
0.08385 | 5 | 0.09644 | 24 | 0.5 | Null | Null | Null | Null | Null | Null | Null | Null | Null
0.08385 | 5 | 0.09644 | 24 | 0.6 | Null | Null | Null | Null | Null | Null | Null | Null | Null
0.08385 | 5 | 0.09644 | 24 | 0.7 | Null | Null | Null | Null | Null | Null | Null | Null | Null
0.08385 | 5 | 0.09644 | 24 | 0.8 | Null | Null | Null | Null | Null | Null | Null | Null | Null
0.08385 | 5 | 0.09644 | 24 | 0.9 | Null | Null | Null | Null | Null | Null | Null | Null | Null
0.08385 | 5 | 0.09644 | 24 | 1 | Null | Null | Null | Null | Null | Null | Null | Null | Null
0.08385 | 5 | 0.09644 | 27 | 0.15 | Null | Null | Null | Null | Null | Null | Null | Null | Null
0.08385 | 5 | 0.09644 | 27 | 0.2 | Null | Null | Null | Null | Null | Null | Null | Null | Null
0.08385 | 5 | 0.09644 | 27 | 0.3 | Null | Null | Null | Null | Null | Null | Null | Null | Null
0.08385 | 5 | 0.09644 | 27 | 0.4 | Null | Null | Null | Null | Null | Null | Null | Null | Null
0.08385 | 5 | 0.09644 | 27 | 0.5 | Null | Null | Null | Null | Null | Null | Null | Null | Null
0.08385 | 5 | 0.09644 | 27 | 0.6 | Null | Null | Null | Null | Null | Null | Null | Null | Null
0.08385 | 5 | 0.09644 | 27 | 0.7 | Null | Null | Null | Null | Null | Null | Null | Null | Null
0.08385 | 5 | 0.09644 | 27 | 0.8 | Null | Null | Null | Null | Null | Null | Null | Null | Null
0.08385 | 5 | 0.09644 | 27 | 0.9 | Null | Null | Null | Null | Null | Null | Null | Null | Null
0.08385 | 5 | 0.09644 | 27 | 1 | Null | Null | Null | Null | Null | Null | Null | Null | Null
0.08385 | 5 | 0.09644 | 30 | 0.15 | Null | Null | Null | Null | Null | Null | Null | Null | Null
0.08385 | 5 | 0.09644 | 30 | 0.2 | Null | Null | Null | Null | Null | Null | Null | Null | Null
0.08385 | 5 | 0.09644 | 30 | 0.3 | Null | Null | Null | Null | Null | Null | Null | Null | Null
0.08385 | 5 | 0.09644 | 30 | 0.4 | Null | Null | Null | Null | Null | Null | Null | Null | Null
0.08385 | 5 | 0.09644 | 30 | 0.5 | Null | Null | Null | Null | Null | Null | Null | Null | Null
0.08385 | 5 | 0.09644 | 30 | 0.6 | Null | Null | Null | Null | Null | Null | Null | Null | Null
0.08385 | 5 | 0.09644 | 30 | 0.7 | Null | Null | Null | Null | Null | Null | Null | Null | Null
0.08385 | 5 | 0.09644 | 30 | 0.8 | Null | Null | Null | Null | Null | Null | Null | Null | Null
0.08385 | 5 | 0.09644 | 30 | 0.9 | Null | Null | Null | Null | Null | Null | Null | Null | Null
0.08385 | 5 | 0.09644 | 30 | 1 | Null | Null | Null | Null | Null | Null | Null | Null | Null
0.08385 | 5 | 0.09737 | 10.5 | 0.15 | Null | Null | Null | Null | Null | Null | Null | Null | Null
0.08385 | 5 | 0.09737 | 10.5 | 0.2 | Null | Null | Null | Null | Null | Null | Null | Null | Null
0.08385 | 5 | 0.09737 | 10.5 | 0.3 | Null | Null | Null | Null | Null | Null | Null | Null | Null
0.08385 | 5 | 0.09737 | 10.5 | 0.4 | Null | Null | Null | Null | Null | Null | Null | Null | Null
0.08385 | 5 | 0.09737 | 10.5 | 0.5 | Null | Null | Null | Null | Null | Null | Null | Null | Null
0.08385 | 5 | 0.09737 | 10.5 | 0.6 | Null | Null | Null | Null | Null | Null | Null | Null | Null
0.08385 | 5 | 0.09737 | 10.5 | 0.7 | Null | Null | Null | Null | Null | Null | Null | Null | Null
0.08385 | 5 | 0.09737 | 10.5 | 0.8 | Null | Null | Null | Null | Null | Null | Null | Null | Null
0.08385 | 5 | 0.09737 | 10.5 | 0.9 | Null | Null | Null | Null | Null | Null | Null | Null | Null
0.08385 | 5 | 0.09737 | 10.5 | 1 | Null | Null | Null | Null | Null | Null | Null | Null | Null
0.08385 | 5 | 0.09737 | 11 | 0.15 | Null | Null | Null | Null | Null | Null | Null | Null | Null
0.08385 | 5 | 0.09737 | 11 | 0.2 | Null | Null | Null | Null | Null | Null | Null | Null | Null
0.08385 | 5 | 0.09737 | 11 | 0.3 | Null | Null | Null | Null | Null | Null | Null | Null | Null
0.08385 | 5 | 0.09737 | 11 | 0.4 | Null | Null | Null | Null | Null | Null | Null | Null | Null
0.08385 | 5 | 0.09737 | 11 | 0.5 | Null | Null | Null | Null | Null | Null | Null | Null | Null
0.08385 | 5 | 0.09737 | 11 | 0.6 | Null | Null | Null | Null | Null | Null | Null | Null | Null
0.08385 | 5 | 0.09737 | 11 | 0.7 | Null | Null | Null | Null | Null | Null | Null | Null | Null
0.08385 | 5 | 0.09737 | 11 | 0.8 | Null | Null | Null | Null | Null | Null | Null | Null | Null
0.08385 | 5 | 0.09737 | 11 | 0.9 | Null | Null | Null | Null | Null | Null | Null | Null | Null
0.08385 | 5 | 0.09737 | 11 | 1 | Null | Null | Null | Null | Null | Null | Null | Null | Null
0.08385 | 5 | 0.09737 | 11.5 | 0.15 | Null | Null | Null | Null | Null | Null | Null | Null | Null
0.08385 | 5 | 0.09737 | 11.5 | 0.2 | Null | Null | Null | Null | Null | Null | Null | Null | Null
0.08385 | 5 | 0.09737 | 11.5 | 0.3 | Null | Null | Null | Null | Null | Null | Null | Null | Null
0.08385 | 5 | 0.09737 | 11.5 | 0.4 | Null | Null | Null | Null | Null | Null | Null | Null | Null
0.08385 | 5 | 0.09737 | 11.5 | 0.5 | Null | Null | Null | Null | Null | Null | Null | Null | Null
0.08385 | 5 | 0.09737 | 11.5 | 0.6 | Null | Null | Null | Null | Null | Null | Null | Null | Null
0.08385 | 5 | 0.09737 | 11.5 | 0.7 | Null | Null | Null | Null | Null | Null | Null | Null | Null
0.08385 | 5 | 0.09737 | 11.5 | 0.8 | Null | Null | Null | Null | Null | Null | Null | Null | Null
0.08385 | 5 | 0.09737 | 11.5 | 0.9 | Null | Null | Null | Null | Null | Null | Null | Null | Null
0.08385 | 5 | 0.09737 | 11.5 | 1 | Null | Null | Null | Null | Null | Null | Null | Null | Null
0.08385 | 5 | 0.09737 | 12 | 0.15 | Null | Null | Null | Null | Null | Null | Null | Null | Null
0.08385 | 5 | 0.09737 | 12 | 0.2 | Null | Null | Null | Null | Null | Null | Null | Null | Null
0.08385 | 5 | 0.09737 | 12 | 0.3 | Null | Null | Null | Null | Null | Null | Null | Null | Null
0.08385 | 5 | 0.09737 | 12 | 0.4 | Null | Null | Null | Null | Null | Null | Null | Null | Null
0.08385 | 5 | 0.09737 | 12 | 0.5 | Null | Null | Null | Null | Null | Null | Null | Null | Null
0.08385 | 5 | 0.09737 | 12 | 0.6 | Null | Null | Null | Null | Null | Null | Null | Null | Null
0.08385 | 5 | 0.09737 | 12 | 0.7 | Null | Null | Null | Null | Null | Null | Null | Null | Null
0.08385 | 5 | 0.09737 | 12 | 0.8 | Null | Null | Null | Null | Null | Null | Null | Null | Null
0.08385 | 5 | 0.09737 | 12 | 0.9 | Null | Null | Null | Null | Null | Null | Null | Null | Null
0.08385 | 5 | 0.09737 | 12 | 1 | Null | Null | Null | Null | Null | Null | Null | Null | Null
0.08385 | 5 | 0.09737 | 12.5 | 0.15 | Null | Null | Null | Null | Null | Null | Null | Null | Null
0.08385 | 5 | 0.09737 | 12.5 | 0.2 | Null | Null | Null | Null | Null | Null | Null | Null | Null
0.08385 | 5 | 0.09737 | 12.5 | 0.3 | Null | Null | Null | Null | Null | Null | Null | Null | Null
0.08385 | 5 | 0.09737 | 12.5 | 0.4 | Null | Null | Null | Null | Null | Null | Null | Null | Null
0.08385 | 5 | 0.09737 | 12.5 | 0.5 | Null | Null | Null | Null | Null | Null | Null | Null | Null
0.08385 | 5 | 0.09737 | 12.5 | 0.6 | Null | Null | Null | Null | Null | Null | Null | Null | Null
0.08385 | 5 | 0.09737 | 12.5 | 0.7 | Null | Null | Null | Null | Null | Null | Null | Null | Null
0.08385 | 5 | 0.09737 | 12.5 | 0.8 | Null | Null | Null | Null | Null | Null | Null | Null | Null
0.08385 | 5 | 0.09737 | 12.5 | 0.9 | Null | Null | Null | Null | Null | Null | Null | Null | Null
0.08385 | 5 | 0.09737 | 12.5 | 1 | Null | Null | Null | Null | Null | Null | Null | Null | Null
0.08385 | 5 | 0.09737 | 13 | 0.15 | Null | Null | Null | Null | Null | Null | Null | Null | Null
0.08385 | 5 | 0.09737 | 13 | 0.2 | Null | Null | Null | Null | Null | Null | Null | Null | Null
0.08385 | 5 | 0.09737 | 13 | 0.3 | Null | Null | Null | Null | Null | Null | Null | Null | Null
0.08385 | 5 | 0.09737 | 13 | 0.4 | Null | Null | Null | Null | Null | Null | Null | Null | Null
0.08385 | 5 | 0.09737 | 13 | 0.5 | Null | Null | Null | Null | Null | Null | Null | Null | Null
0.08385 | 5 | 0.09737 | 13 | 0.6 | Null | Null | Null | Null | Null | Null | Null | Null | Null
0.08385 | 5 | 0.09737 | 13 | 0.7 | Null | Null | Null | Null | Null | Null | Null | Null | Null
0.08385 | 5 | 0.09737 | 13 | 0.8 | Null | Null | Null | Null | Null | Null | Null | Null | Null
0.08385 | 5 | 0.09737 | 13 | 0.9 | Null | Null | Null | Null | Null | Null | Null | Null | Null
0.08385 | 5 | 0.09737 | 13 | 1 | Null | Null | Null | Null | Null | Null | Null | Null | Null
0.08385 | 5 | 0.09737 | 13.5 | 0.15 | Null | Null | Null | Null | Null | Null | Null | Null | Null
0.08385 | 5 | 0.09737 | 13.5 | 0.2 | Null | Null | Null | Null | Null | Null | Null | Null | Null
0.08385 | 5 | 0.09737 | 13.5 | 0.3 | Null | Null | Null | Null | Null | Null | Null | Null | Null
0.08385 | 5 | 0.09737 | 13.5 | 0.4 | Null | Null | Null | Null | Null | Null | Null | Null | Null
0.08385 | 5 | 0.09737 | 13.5 | 0.5 | Null | Null | Null | Null | Null | Null | Null | Null | Null
0.08385 | 5 | 0.09737 | 13.5 | 0.6 | Null | Null | Null | Null | Null | Null | Null | Null | Null
0.08385 | 5 | 0.09737 | 13.5 | 0.7 | Null | Null | Null | Null | Null | Null | Null | Null | Null
0.08385 | 5 | 0.09737 | 13.5 | 0.8 | Null | Null | Null | Null | Null | Null | Null | Null | Null
0.08385 | 5 | 0.09737 | 13.5 | 0.9 | Null | Null | Null | Null | Null | Null | Null | Null | Null
0.08385 | 5 | 0.09737 | 13.5 | 1 | Null | Null | Null | Null | Null | Null | Null | Null | Null
0.08385 | 5 | 0.09737 | 14 | 0.15 | Null | Null | Null | Null | Null | Null | Null | Null | Null
0.08385 | 5 | 0.09737 | 14 | 0.2 | Null | Null | Null | Null | Null | Null | Null | Null | Null
0.08385 | 5 | 0.09737 | 14 | 0.3 | Null | Null | Null | Null | Null | Null | Null | Null | Null
0.08385 | 5 | 0.09737 | 14 | 0.4 | Null | Null | Null | Null | Null | Null | Null | Null | Null
0.08385 | 5 | 0.09737 | 14 | 0.5 | Null | Null | Null | Null | Null | Null | Null | Null | Null
0.08385 | 5 | 0.09737 | 14 | 0.6 | Null | Null | Null | Null | Null | Null | Null | Null | Null
0.08385 | 5 | 0.09737 | 14 | 0.7 | Null | Null | Null | Null | Null | Null | Null | Null | Null
0.08385 | 5 | 0.09737 | 14 | 0.8 | Null | Null | Null | Null | Null | Null | Null | Null | Null
0.08385 | 5 | 0.09737 | 14 | 0.9 | Null | Null | Null | Null | Null | Null | Null | Null | Null
0.08385 | 5 | 0.09737 | 14 | 1 | Null | Null | Null | Null | Null | Null | Null | Null | Null
0.08385 | 5 | 0.09737 | 14.5 | 0.15 | Null | Null | Null | Null | Null | Null | Null | Null | Null
0.08385 | 5 | 0.09737 | 14.5 | 0.2 | Null | Null | Null | Null | Null | Null | Null | Null | Null
0.08385 | 5 | 0.09737 | 14.5 | 0.3 | Null | Null | Null | Null | Null | Null | Null | Null | Null
0.08385 | 5 | 0.09737 | 14.5 | 0.4 | Null | Null | Null | Null | Null | Null | Null | Null | Null
0.08385 | 5 | 0.09737 | 14.5 | 0.5 | Null | Null | Null | Null | Null | Null | Null | Null | Null
0.08385 | 5 | 0.09737 | 14.5 | 0.6 | Null | Null | Null | Null | Null | Null | Null | Null | Null
0.08385 | 5 | 0.09737 | 14.5 | 0.7 | Null | Null | Null | Null | Null | Null | Null | Null | Null
0.08385 | 5 | 0.09737 | 14.5 | 0.8 | Null | Null | Null | Null | Null | Null | Null | Null | Null
0.08385 | 5 | 0.09737 | 14.5 | 0.9 | Null | Null | Null | Null | Null | Null | Null | Null | Null
0.08385 | 5 | 0.09737 | 14.5 | 1 | Null | Null | Null | Null | Null | Null | Null | Null | Null
0.08385 | 5 | 0.09737 | 15 | 0.15 | Null | Null | Null | Null | Null | Null | Null | Null | Null
0.08385 | 5 | 0.09737 | 15 | 0.2 | Null | Null | Null | Null | Null | Null | Null | Null | Null
0.08385 | 5 | 0.09737 | 15 | 0.3 | Null | Null | Null | Null | Null | Null | Null | Null | Null
0.08385 | 5 | 0.09737 | 15 | 0.4 | Null | Null | Null | Null | Null | Null | Null | Null | Null
0.08385 | 5 | 0.09737 | 15 | 0.5 | Null | Null | Null | Null | Null | Null | Null | Null | Null
0.08385 | 5 | 0.09737 | 15 | 0.6 | Null | Null | Null | Null | Null | Null | Null | Null | Null
0.08385 | 5 | 0.09737 | 15 | 0.7 | Null | Null | Null | Null | Null | Null | Null | Null | Null
0.08385 | 5 | 0.09737 | 15 | 0.8 | Null | Null | Null | Null | Null | Null | Null | Null | Null
0.08385 | 5 | 0.09737 | 15 | 0.9 | Null | Null | Null | Null | Null | Null | Null | Null | Null
0.08385 | 5 | 0.09737 | 15 | 1 | Null | Null | Null | Null | Null | Null | Null | Null | Null
0.08385 | 5 | 0.09737 | 15.5 | 0.15 | Null | Null | Null | Null | Null | Null | Null | Null | Null
0.08385 | 5 | 0.09737 | 15.5 | 0.2 | Null | Null | Null | Null | Null | Null | Null | Null | Null
0.08385 | 5 | 0.09737 | 15.5 | 0.3 | Null | Null | Null | Null | Null | Null | Null | Null | Null
0.08385 | 5 | 0.09737 | 15.5 | 0.4 | Null | Null | Null | Null | Null | Null | Null | Null | Null
0.08385 | 5 | 0.09737 | 15.5 | 0.5 | Null | Null | Null | Null | Null | Null | Null | Null | Null
0.08385 | 5 | 0.09737 | 15.5 | 0.6 | Null | Null | Null | Null | Null | Null | Null | Null | Null
0.08385 | 5 | 0.09737 | 15.5 | 0.7 | Null | Null | Null | Null | Null | Null | Null | Null | Null
0.08385 | 5 | 0.09737 | 15.5 | 0.8 | Null | Null | Null | Null | Null | Null | Null | Null | Null
0.08385 | 5 | 0.09737 | 15.5 | 0.9 | Null | Null | Null | Null | Null | Null | Null | Null | Null
0.08385 | 5 | 0.09737 | 15.5 | 1 | Null | Null | Null | Null | Null | Null | Null | Null | Null
0.08385 | 5 | 0.09737 | 16 | 0.15 | Null | Null | Null | Null | Null | Null | Null | Null | Null
0.08385 | 5 | 0.09737 | 16 | 0.2 | Null | Null | Null | Null | Null | Null | Null | Null | Null
0.08385 | 5 | 0.09737 | 16 | 0.3 | Null | Null | Null | Null | Null | Null | Null | Null | Null
0.08385 | 5 | 0.09737 | 16 | 0.4 | Null | Null | Null | Null | Null | Null | Null | Null | Null
0.08385 | 5 | 0.09737 | 16 | 0.5 | Null | Null | Null | Null | Null | Null | Null | Null | Null
0.08385 | 5 | 0.09737 | 16 | 0.6 | Null | Null | Null | Null | Null | Null | Null | Null | Null
0.08385 | 5 | 0.09737 | 16 | 0.7 | Null | Null | Null | Null | Null | Null | Null | Null | Null
0.08385 | 5 | 0.09737 | 16 | 0.8 | Null | Null | Null | Null | Null | Null | Null | Null | Null
0.08385 | 5 | 0.09737 | 16 | 0.9 | Null | Null | Null | Null | Null | Null | Null | Null | Null
0.08385 | 5 | 0.09737 | 16 | 1 | Null | Null | Null | Null | Null | Null | Null | Null | Null
0.08385 | 5 | 0.09737 | 16.5 | 0.15 | Null | Null | Null | Null | Null | Null | Null | Null | Null
0.08385 | 5 | 0.09737 | 16.5 | 0.2 | Null | Null | Null | Null | Null | Null | Null | Null | Null
0.08385 | 5 | 0.09737 | 16.5 | 0.3 | Null | Null | Null | Null | Null | Null | Null | Null | Null
0.08385 | 5 | 0.09737 | 16.5 | 0.4 | Null | Null | Null | Null | Null | Null | Null | Null | Null
0.08385 | 5 | 0.09737 | 16.5 | 0.5 | Null | Null | Null | Null | Null | Null | Null | Null | Null
0.08385 | 5 | 0.09737 | 16.5 | 0.6 | Null | Null | Null | Null | Null | Null | Null | Null | Null
0.08385 | 5 | 0.09737 | 16.5 | 0.7 | Null | Null | Null | Null | Null | Null | Null | Null | Null
0.08385 | 5 | 0.09737 | 16.5 | 0.8 | Null | Null | Null | Null | Null | Null | Null | Null | Null
0.08385 | 5 | 0.09737 | 16.5 | 0.9 | Null | Null | Null | Null | Null | Null | Null | Null | Null
0.08385 | 5 | 0.09737 | 16.5 | 1 | Null | Null | Null | Null | Null | Null | Null | Null | Null
0.08385 | 5 | 0.09737 | 17 | 0.15 | Null | Null | Null | Null | Null | Null | Null | Null | Null
0.08385 | 5 | 0.09737 | 17 | 0.2 | Null | Null | Null | Null | Null | Null | Null | Null | Null
0.08385 | 5 | 0.09737 | 17 | 0.3 | Null | Null | Null | Null | Null | Null | Null | Null | Null
0.08385 | 5 | 0.09737 | 17 | 0.4 | Null | Null | Null | Null | Null | Null | Null | Null | Null
0.08385 | 5 | 0.09737 | 17 | 0.5 | Null | Null | Null | Null | Null | Null | Null | Null | Null
0.08385 | 5 | 0.09737 | 17 | 0.6 | Null | Null | Null | Null | Null | Null | Null | Null | Null
0.08385 | 5 | 0.09737 | 17 | 0.7 | Null | Null | Null | Null | Null | Null | Null | Null | Null
0.08385 | 5 | 0.09737 | 17 | 0.8 | Null | Null | Null | Null | Null | Null | Null | Null | Null
0.08385 | 5 | 0.09737 | 17 | 0.9 | Null | Null | Null | Null | Null | Null | Null | Null | Null
0.08385 | 5 | 0.09737 | 17 | 1 | Null | Null | Null | Null | Null | Null | Null | Null | Null
0.08385 | 5 | 0.09737 | 17.5 | 0.15 | Null | Null | Null | Null | Null | Null | Null | Null | Null
0.08385 | 5 | 0.09737 | 17.5 | 0.2 | Null | Null | Null | Null | Null | Null | Null | Null | Null
0.08385 | 5 | 0.09737 | 17.5 | 0.3 | Null | Null | Null | Null | Null | Null | Null | Null | Null
0.08385 | 5 | 0.09737 | 17.5 | 0.4 | Null | Null | Null | Null | Null | Null | Null | Null | Null
0.08385 | 5 | 0.09737 | 17.5 | 0.5 | Null | Null | Null | Null | Null | Null | Null | Null | Null
0.08385 | 5 | 0.09737 | 17.5 | 0.6 | Null | Null | Null | Null | Null | Null | Null | Null | Null
0.08385 | 5 | 0.09737 | 17.5 | 0.7 | Null | Null | Null | Null | Null | Null | Null | Null | Null
0.08385 | 5 | 0.09737 | 17.5 | 0.8 | Null | Null | Null | Null | Null | Null | Null | Null | Null
0.08385 | 5 | 0.09737 | 17.5 | 0.9 | Null | Null | Null | Null | Null | Null | Null | Null | Null
0.08385 | 5 | 0.09737 | 17.5 | 1 | Null | Null | Null | Null | Null | Null | Null | Null | Null
0.08385 | 5 | 0.09737 | 18 | 0.15 | Null | Null | Null | Null | Null | Null | Null | Null | Null
0.08385 | 5 | 0.09737 | 18 | 0.2 | Null | Null | Null | Null | Null | Null | Null | Null | Null
0.08385 | 5 | 0.09737 | 18 | 0.3 | Null | Null | Null | Null | Null | Null | Null | Null | Null
0.08385 | 5 | 0.09737 | 18 | 0.4 | Null | Null | Null | Null | Null | Null | Null | Null | Null
0.08385 | 5 | 0.09737 | 18 | 0.5 | Null | Null | Null | Null | Null | Null | Null | Null | Null
0.08385 | 5 | 0.09737 | 18 | 0.6 | Null | Null | Null | Null | Null | Null | Null | Null | Null
0.08385 | 5 | 0.09737 | 18 | 0.7 | Null | Null | Null | Null | Null | Null | Null | Null | Null
0.08385 | 5 | 0.09737 | 18 | 0.8 | Null | Null | Null | Null | Null | Null | Null | Null | Null
0.08385 | 5 | 0.09737 | 18 | 0.9 | Null | Null | Null | Null | Null | Null | Null | Null | Null
0.08385 | 5 | 0.09737 | 18 | 1 | Null | Null | Null | Null | Null | Null | Null | Null | Null
0.08385 | 5 | 0.09737 | 21 | 0.15 | Null | Null | Null | Null | Null | Null | Null | Null | Null
0.08385 | 5 | 0.09737 | 21 | 0.2 | Null | Null | Null | Null | Null | Null | Null | Null | Null
0.08385 | 5 | 0.09737 | 21 | 0.3 | Null | Null | Null | Null | Null | Null | Null | Null | Null
0.08385 | 5 | 0.09737 | 21 | 0.4 | Null | Null | Null | Null | Null | Null | Null | Null | Null
0.08385 | 5 | 0.09737 | 21 | 0.5 | Null | Null | Null | Null | Null | Null | Null | Null | Null
0.08385 | 5 | 0.09737 | 21 | 0.6 | Null | Null | Null | Null | Null | Null | Null | Null | Null
0.08385 | 5 | 0.09737 | 21 | 0.7 | Null | Null | Null | Null | Null | Null | Null | Null | Null
0.08385 | 5 | 0.09737 | 21 | 0.8 | Null | Null | Null | Null | Null | Null | Null | Null | Null
0.08385 | 5 | 0.09737 | 21 | 0.9 | Null | Null | Null | Null | Null | Null | Null | Null | Null
0.08385 | 5 | 0.09737 | 21 | 1 | Null | Null | Null | Null | Null | Null | Null | Null | Null
0.08385 | 5 | 0.09737 | 24 | 0.15 | Null | Null | Null | Null | Null | Null | Null | Null | Null
0.08385 | 5 | 0.09737 | 24 | 0.2 | Null | Null | Null | Null | Null | Null | Null | Null | Null
0.08385 | 5 | 0.09737 | 24 | 0.3 | Null | Null | Null | Null | Null | Null | Null | Null | Null
0.08385 | 5 | 0.09737 | 24 | 0.4 | Null | Null | Null | Null | Null | Null | Null | Null | Null
0.08385 | 5 | 0.09737 | 24 | 0.5 | Null | Null | Null | Null | Null | Null | Null | Null | Null
0.08385 | 5 | 0.09737 | 24 | 0.6 | Null | Null | Null | Null | Null | Null | Null | Null | Null
0.08385 | 5 | 0.09737 | 24 | 0.7 | Null | Null | Null | Null | Null | Null | Null | Null | Null
0.08385 | 5 | 0.09737 | 24 | 0.8 | Null | Null | Null | Null | Null | Null | Null | Null | Null
0.08385 | 5 | 0.09737 | 24 | 0.9 | Null | Null | Null | Null | Null | Null | Null | Null | Null
0.08385 | 5 | 0.09737 | 24 | 1 | Null | Null | Null | Null | Null | Null | Null | Null | Null
0.08385 | 5 | 0.09737 | 27 | 0.15 | Null | Null | Null | Null | Null | Null | Null | Null | Null
0.08385 | 5 | 0.09737 | 27 | 0.2 | Null | Null | Null | Null | Null | Null | Null | Null | Null
0.08385 | 5 | 0.09737 | 27 | 0.3 | Null | Null | Null | Null | Null | Null | Null | Null | Null
0.08385 | 5 | 0.09737 | 27 | 0.4 | Null | Null | Null | Null | Null | Null | Null | Null | Null
0.08385 | 5 | 0.09737 | 27 | 0.5 | Null | Null | Null | Null | Null | Null | Null | Null | Null
0.08385 | 5 | 0.09737 | 27 | 0.6 | Null | Null | Null | Null | Null | Null | Null | Null | Null
0.08385 | 5 | 0.09737 | 27 | 0.7 | Null | Null | Null | Null | Null | Null | Null | Null | Null
0.08385 | 5 | 0.09737 | 27 | 0.8 | Null | Null | Null | Null | Null | Null | Null | Null | Null
0.08385 | 5 | 0.09737 | 27 | 0.9 | Null | Null | Null | Null | Null | Null | Null | Null | Null
0.08385 | 5 | 0.09737 | 27 | 1 | Null | Null | Null | Null | Null | Null | Null | Null | Null
0.08385 | 5 | 0.09737 | 30 | 0.15 | Null | Null | Null | Null | Null | Null | Null | Null | Null
0.08385 | 5 | 0.09737 | 30 | 0.2 | Null | Null | Null | Null | Null | Null | Null | Null | Null
0.08385 | 5 | 0.09737 | 30 | 0.3 | Null | Null | Null | Null | Null | Null | Null | Null | Null
0.08385 | 5 | 0.09737 | 30 | 0.4 | Null | Null | Null | Null | Null | Null | Null | Null | Null
0.08385 | 5 | 0.09737 | 30 | 0.5 | Null | Null | Null | Null | Null | Null | Null | Null | Null
0.08385 | 5 | 0.09737 | 30 | 0.6 | Null | Null | Null | Null | Null | Null | Null | Null | Null
0.08385 | 5 | 0.09737 | 30 | 0.7 | Null | Null | Null | Null | Null | Null | Null | Null | Null
0.08385 | 5 | 0.09737 | 30 | 0.8 | Null | Null | Null | Null | Null | Null | Null | Null | Null
0.08385 | 5 | 0.09737 | 30 | 0.9 | Null | Null | Null | Null | Null | Null | Null | Null | Null
0.08385 | 5 | 0.09737 | 30 | 1 | Null | Null | Null | Null | Null | Null | Null | Null | Null
0.08385 | 5 | 0.115 | 10.5 | 0.15 | Null | Null | Null | Null | Null | Null | Null | Null | Null
0.08385 | 5 | 0.115 | 10.5 | 0.2 | Null | Null | Null | Null | Null | Null | Null | Null | Null
0.08385 | 5 | 0.115 | 10.5 | 0.3 | Null | Null | Null | Null | Null | Null | Null | Null | Null
0.08385 | 5 | 0.115 | 10.5 | 0.4 | Null | Null | Null | Null | Null | Null | Null | Null | Null
0.08385 | 5 | 0.115 | 10.5 | 0.5 | Null | Null | Null | Null | Null | Null | Null | Null | Null
0.08385 | 5 | 0.115 | 10.5 | 0.6 | Null | Null | Null | Null | Null | Null | Null | Null | Null
0.08385 | 5 | 0.115 | 10.5 | 0.7 | Null | Null | Null | Null | Null | Null | Null | Null | Null
0.08385 | 5 | 0.115 | 10.5 | 0.8 | Null | Null | Null | Null | Null | Null | Null | Null | Null
0.08385 | 5 | 0.115 | 10.5 | 0.9 | Null | Null | Null | Null | Null | Null | Null | Null | Null
0.08385 | 5 | 0.115 | 10.5 | 1 | Null | Null | Null | Null | Null | Null | Null | Null | Null
0.08385 | 5 | 0.115 | 11 | 0.15 | Null | Null | Null | Null | Null | Null | Null | Null | Null
0.08385 | 5 | 0.115 | 11 | 0.2 | Null | Null | Null | Null | Null | Null | Null | Null | Null
0.08385 | 5 | 0.115 | 11 | 0.3 | Null | Null | Null | Null | Null | Null | Null | Null | Null
0.08385 | 5 | 0.115 | 11 | 0.4 | Null | Null | Null | Null | Null | Null | Null | Null | Null
0.08385 | 5 | 0.115 | 11 | 0.5 | Null | Null | Null | Null | Null | Null | Null | Null | Null
0.08385 | 5 | 0.115 | 11 | 0.6 | Null | Null | Null | Null | Null | Null | Null | Null | Null
0.08385 | 5 | 0.115 | 11 | 0.7 | Null | Null | Null | Null | Null | Null | Null | Null | Null
0.08385 | 5 | 0.115 | 11 | 0.8 | Null | Null | Null | Null | Null | Null | Null | Null | Null
0.08385 | 5 | 0.115 | 11 | 0.9 | Null | Null | Null | Null | Null | Null | Null | Null | Null
0.08385 | 5 | 0.115 | 11 | 1 | Null | Null | Null | Null | Null | Null | Null | Null | Null
0.08385 | 5 | 0.115 | 11.5 | 0.15 | Null | Null | Null | Null | Null | Null | Null | Null | Null
0.08385 | 5 | 0.115 | 11.5 | 0.2 | Null | Null | Null | Null | Null | Null | Null | Null | Null
0.08385 | 5 | 0.115 | 11.5 | 0.3 | Null | Null | Null | Null | Null | Null | Null | Null | Null
0.08385 | 5 | 0.115 | 11.5 | 0.4 | Null | Null | Null | Null | Null | Null | Null | Null | Null
0.08385 | 5 | 0.115 | 11.5 | 0.5 | Null | Null | Null | Null | Null | Null | Null | Null | Null
0.08385 | 5 | 0.115 | 11.5 | 0.6 | Null | Null | Null | Null | Null | Null | Null | Null | Null
0.08385 | 5 | 0.115 | 11.5 | 0.7 | Null | Null | Null | Null | Null | Null | Null | Null | Null
0.08385 | 5 | 0.115 | 11.5 | 0.8 | Null | Null | Null | Null | Null | Null | Null | Null | Null
0.08385 | 5 | 0.115 | 11.5 | 0.9 | Null | Null | Null | Null | Null | Null | Null | Null | Null
0.08385 | 5 | 0.115 | 11.5 | 1 | Null | Null | Null | Null | Null | Null | Null | Null | Null
0.08385 | 5 | 0.115 | 12 | 0.15 | Null | Null | Null | Null | Null | Null | Null | Null | Null
0.08385 | 5 | 0.115 | 12 | 0.2 | Null | Null | Null | Null | Null | Null | Null | Null | Null
0.08385 | 5 | 0.115 | 12 | 0.3 | Null | Null | Null | Null | Null | Null | Null | Null | Null
0.08385 | 5 | 0.115 | 12 | 0.4 | Null | Null | Null | Null | Null | Null | Null | Null | Null
0.08385 | 5 | 0.115 | 12 | 0.5 | Null | Null | Null | Null | Null | Null | Null | Null | Null
0.08385 | 5 | 0.115 | 12 | 0.6 | Null | Null | Null | Null | Null | Null | Null | Null | Null
0.08385 | 5 | 0.115 | 12 | 0.7 | Null | Null | Null | Null | Null | Null | Null | Null | Null
0.08385 | 5 | 0.115 | 12 | 0.8 | Null | Null | Null | Null | Null | Null | Null | Null | Null
0.08385 | 5 | 0.115 | 12 | 0.9 | Null | Null | Null | Null | Null | Null | Null | Null | Null
0.08385 | 5 | 0.115 | 12 | 1 | Null | Null | Null | Null | Null | Null | Null | Null | Null
0.08385 | 5 | 0.115 | 12.5 | 0.15 | Null | Null | Null | Null | Null | Null | Null | Null | Null
0.08385 | 5 | 0.115 | 12.5 | 0.2 | Null | Null | Null | Null | Null | Null | Null | Null | Null
0.08385 | 5 | 0.115 | 12.5 | 0.3 | Null | Null | Null | Null | Null | Null | Null | Null | Null
0.08385 | 5 | 0.115 | 12.5 | 0.4 | Null | Null | Null | Null | Null | Null | Null | Null | Null
0.08385 | 5 | 0.115 | 12.5 | 0.5 | Null | Null | Null | Null | Null | Null | Null | Null | Null
0.08385 | 5 | 0.115 | 12.5 | 0.6 | Null | Null | Null | Null | Null | Null | Null | Null | Null
0.08385 | 5 | 0.115 | 12.5 | 0.7 | Null | Null | Null | Null | Null | Null | Null | Null | Null
0.08385 | 5 | 0.115 | 12.5 | 0.8 | Null | Null | Null | Null | Null | Null | Null | Null | Null
0.08385 | 5 | 0.115 | 12.5 | 0.9 | Null | Null | Null | Null | Null | Null | Null | Null | Null
0.08385 | 5 | 0.115 | 12.5 | 1 | Null | Null | Null | Null | Null | Null | Null | Null | Null
0.08385 | 5 | 0.115 | 13 | 0.15 | Null | Null | Null | Null | Null | Null | Null | Null | Null
0.08385 | 5 | 0.115 | 13 | 0.2 | Null | Null | Null | Null | Null | Null | Null | Null | Null
0.08385 | 5 | 0.115 | 13 | 0.3 | Null | Null | Null | Null | Null | Null | Null | Null | Null
0.08385 | 5 | 0.115 | 13 | 0.4 | Null | Null | Null | Null | Null | Null | Null | Null | Null
0.08385 | 5 | 0.115 | 13 | 0.5 | Null | Null | Null | Null | Null | Null | Null | Null | Null
0.08385 | 5 | 0.115 | 13 | 0.6 | Null | Null | Null | Null | Null | Null | Null | Null | Null
0.08385 | 5 | 0.115 | 13 | 0.7 | Null | Null | Null | Null | Null | Null | Null | Null | Null
0.08385 | 5 | 0.115 | 13 | 0.8 | Null | Null | Null | Null | Null | Null | Null | Null | Null
0.08385 | 5 | 0.115 | 13 | 0.9 | Null | Null | Null | Null | Null | Null | Null | Null | Null
0.08385 | 5 | 0.115 | 13 | 1 | Null | Null | Null | Null | Null | Null | Null | Null | Null
0.08385 | 5 | 0.115 | 13.5 | 0.15 | Null | Null | Null | Null | Null | Null | Null | Null | Null
0.08385 | 5 | 0.115 | 13.5 | 0.2 | Null | Null | Null | Null | Null | Null | Null | Null | Null
0.08385 | 5 | 0.115 | 13.5 | 0.3 | Null | Null | Null | Null | Null | Null | Null | Null | Null
0.08385 | 5 | 0.115 | 13.5 | 0.4 | Null | Null | Null | Null | Null | Null | Null | Null | Null
0.08385 | 5 | 0.115 | 13.5 | 0.5 | Null | Null | Null | Null | Null | Null | Null | Null | Null
0.08385 | 5 | 0.115 | 13.5 | 0.6 | Null | Null | Null | Null | Null | Null | Null | Null | Null
0.08385 | 5 | 0.115 | 13.5 | 0.7 | Null | Null | Null | Null | Null | Null | Null | Null | Null
0.08385 | 5 | 0.115 | 13.5 | 0.8 | Null | Null | Null | Null | Null | Null | Null | Null | Null
0.08385 | 5 | 0.115 | 13.5 | 0.9 | Null | Null | Null | Null | Null | Null | Null | Null | Null
0.08385 | 5 | 0.115 | 13.5 | 1 | Null | Null | Null | Null | Null | Null | Null | Null | Null
0.08385 | 5 | 0.115 | 14 | 0.15 | Null | Null | Null | Null | Null | Null | Null | Null | Null
0.08385 | 5 | 0.115 | 14 | 0.2 | Null | Null | Null | Null | Null | Null | Null | Null | Null
0.08385 | 5 | 0.115 | 14 | 0.3 | Null | Null | Null | Null | Null | Null | Null | Null | Null
0.08385 | 5 | 0.115 | 14 | 0.4 | Null | Null | Null | Null | Null | Null | Null | Null | Null
0.08385 | 5 | 0.115 | 14 | 0.5 | Null | Null | Null | Null | Null | Null | Null | Null | Null
0.08385 | 5 | 0.115 | 14 | 0.6 | Null | Null | Null | Null | Null | Null | Null | Null | Null
0.08385 | 5 | 0.115 | 14 | 0.7 | Null | Null | Null | Null | Null | Null | Null | Null | Null
0.08385 | 5 | 0.115 | 14 | 0.8 | Null | Null | Null | Null | Null | Null | Null | Null | Null
0.08385 | 5 | 0.115 | 14 | 0.9 | Null | Null | Null | Null | Null | Null | Null | Null | Null
0.08385 | 5 | 0.115 | 14 | 1 | Null | Null | Null | Null | Null | Null | Null | Null | Null
0.08385 | 5 | 0.115 | 14.5 | 0.15 | Null | Null | Null | Null | Null | Null | Null | Null | Null
0.08385 | 5 | 0.115 | 14.5 | 0.2 | Null | Null | Null | Null | Null | Null | Null | Null | Null
0.08385 | 5 | 0.115 | 14.5 | 0.3 | Null | Null | Null | Null | Null | Null | Null | Null | Null
0.08385 | 5 | 0.115 | 14.5 | 0.4 | Null | Null | Null | Null | Null | Null | Null | Null | Null
0.08385 | 5 | 0.115 | 14.5 | 0.5 | Null | Null | Null | Null | Null | Null | Null | Null | Null
0.08385 | 5 | 0.115 | 14.5 | 0.6 | Null | Null | Null | Null | Null | Null | Null | Null | Null
0.08385 | 5 | 0.115 | 14.5 | 0.7 | Null | Null | Null | Null | Null | Null | Null | Null | Null
0.08385 | 5 | 0.115 | 14.5 | 0.8 | Null | Null | Null | Null | Null | Null | Null | Null | Null
0.08385 | 5 | 0.115 | 14.5 | 0.9 | Null | Null | Null | Null | Null | Null | Null | Null | Null
0.08385 | 5 | 0.115 | 14.5 | 1 | Null | Null | Null | Null | Null | Null | Null | Null | Null
0.08385 | 5 | 0.115 | 15 | 0.15 | Null | Null | Null | Null | Null | Null | Null | Null | Null
0.08385 | 5 | 0.115 | 15 | 0.2 | Null | Null | Null | Null | Null | Null | Null | Null | Null
0.08385 | 5 | 0.115 | 15 | 0.3 | Null | Null | Null | Null | Null | Null | Null | Null | Null
0.08385 | 5 | 0.115 | 15 | 0.4 | Null | Null | Null | Null | Null | Null | Null | Null | Null
0.08385 | 5 | 0.115 | 15 | 0.5 | Null | Null | Null | Null | Null | Null | Null | Null | Null
0.08385 | 5 | 0.115 | 15 | 0.6 | Null | Null | Null | Null | Null | Null | Null | Null | Null
0.08385 | 5 | 0.115 | 15 | 0.7 | Null | Null | Null | Null | Null | Null | Null | Null | Null
0.08385 | 5 | 0.115 | 15 | 0.8 | Null | Null | Null | Null | Null | Null | Null | Null | Null
0.08385 | 5 | 0.115 | 15 | 0.9 | Null | Null | Null | Null | Null | Null | Null | Null | Null
0.08385 | 5 | 0.115 | 15 | 1 | Null | Null | Null | Null | Null | Null | Null | Null | Null
0.08385 | 5 | 0.115 | 15.5 | 0.15 | Null | Null | Null | Null | Null | Null | Null | Null | Null
0.08385 | 5 | 0.115 | 15.5 | 0.2 | Null | Null | Null | Null | Null | Null | Null | Null | Null
0.08385 | 5 | 0.115 | 15.5 | 0.3 | Null | Null | Null | Null | Null | Null | Null | Null | Null
0.08385 | 5 | 0.115 | 15.5 | 0.4 | Null | Null | Null | Null | Null | Null | Null | Null | Null
0.08385 | 5 | 0.115 | 15.5 | 0.5 | Null | Null | Null | Null | Null | Null | Null | Null | Null
0.08385 | 5 | 0.115 | 15.5 | 0.6 | Null | Null | Null | Null | Null | Null | Null | Null | Null
0.08385 | 5 | 0.115 | 15.5 | 0.7 | Null | Null | Null | Null | Null | Null | Null | Null | Null
0.08385 | 5 | 0.115 | 15.5 | 0.8 | Null | Null | Null | Null | Null | Null | Null | Null | Null
0.08385 | 5 | 0.115 | 15.5 | 0.9 | Null | Null | Null | Null | Null | Null | Null | Null | Null
0.08385 | 5 | 0.115 | 15.5 | 1 | Null | Null | Null | Null | Null | Null | Null | Null | Null
0.08385 | 5 | 0.115 | 16 | 0.15 | Null | Null | Null | Null | Null | Null | Null | Null | Null
0.08385 | 5 | 0.115 | 16 | 0.2 | Null | Null | Null | Null | Null | Null | Null | Null | Null
0.08385 | 5 | 0.115 | 16 | 0.3 | Null | Null | Null | Null | Null | Null | Null | Null | Null
0.08385 | 5 | 0.115 | 16 | 0.4 | Null | Null | Null | Null | Null | Null | Null | Null | Null
0.08385 | 5 | 0.115 | 16 | 0.5 | Null | Null | Null | Null | Null | Null | Null | Null | Null
0.08385 | 5 | 0.115 | 16 | 0.6 | Null | Null | Null | Null | Null | Null | Null | Null | Null
0.08385 | 5 | 0.115 | 16 | 0.7 | Null | Null | Null | Null | Null | Null | Null | Null | Null
0.08385 | 5 | 0.115 | 16 | 0.8 | Null | Null | Null | Null | Null | Null | Null | Null | Null
0.08385 | 5 | 0.115 | 16 | 0.9 | Null | Null | Null | Null | Null | Null | Null | Null | Null
0.08385 | 5 | 0.115 | 16 | 1 | Null | Null | Null | Null | Null | Null | Null | Null | Null
0.08385 | 5 | 0.115 | 16.5 | 0.15 | Null | Null | Null | Null | Null | Null | Null | Null | Null
0.08385 | 5 | 0.115 | 16.5 | 0.2 | Null | Null | Null | Null | Null | Null | Null | Null | Null
0.08385 | 5 | 0.115 | 16.5 | 0.3 | Null | Null | Null | Null | Null | Null | Null | Null | Null
0.08385 | 5 | 0.115 | 16.5 | 0.4 | Null | Null | Null | Null | Null | Null | Null | Null | Null
0.08385 | 5 | 0.115 | 16.5 | 0.5 | Null | Null | Null | Null | Null | Null | Null | Null | Null
0.08385 | 5 | 0.115 | 16.5 | 0.6 | Null | Null | Null | Null | Null | Null | Null | Null | Null
0.08385 | 5 | 0.115 | 16.5 | 0.7 | Null | Null | Null | Null | Null | Null | Null | Null | Null
0.08385 | 5 | 0.115 | 16.5 | 0.8 | Null | Null | Null | Null | Null | Null | Null | Null | Null
0.08385 | 5 | 0.115 | 16.5 | 0.9 | Null | Null | Null | Null | Null | Null | Null | Null | Null
0.08385 | 5 | 0.115 | 16.5 | 1 | Null | Null | Null | Null | Null | Null | Null | Null | Null
0.08385 | 5 | 0.115 | 17 | 0.15 | Null | Null | Null | Null | Null | Null | Null | Null | Null
0.08385 | 5 | 0.115 | 17 | 0.2 | Null | Null | Null | Null | Null | Null | Null | Null | Null
0.08385 | 5 | 0.115 | 17 | 0.3 | Null | Null | Null | Null | Null | Null | Null | Null | Null
0.08385 | 5 | 0.115 | 17 | 0.4 | Null | Null | Null | Null | Null | Null | Null | Null | Null
0.08385 | 5 | 0.115 | 17 | 0.5 | Null | Null | Null | Null | Null | Null | Null | Null | Null
0.08385 | 5 | 0.115 | 17 | 0.6 | Null | Null | Null | Null | Null | Null | Null | Null | Null
0.08385 | 5 | 0.115 | 17 | 0.7 | Null | Null | Null | Null | Null | Null | Null | Null | Null
0.08385 | 5 | 0.115 | 17 | 0.8 | Null | Null | Null | Null | Null | Null | Null | Null | Null
0.08385 | 5 | 0.115 | 17 | 0.9 | Null | Null | Null | Null | Null | Null | Null | Null | Null
0.08385 | 5 | 0.115 | 17 | 1 | Null | Null | Null | Null | Null | Null | Null | Null | Null
0.08385 | 5 | 0.115 | 17.5 | 0.15 | Null | Null | Null | Null | Null | Null | Null | Null | Null
0.08385 | 5 | 0.115 | 17.5 | 0.2 | Null | Null | Null | Null | Null | Null | Null | Null | Null
0.08385 | 5 | 0.115 | 17.5 | 0.3 | Null | Null | Null | Null | Null | Null | Null | Null | Null
0.08385 | 5 | 0.115 | 17.5 | 0.4 | Null | Null | Null | Null | Null | Null | Null | Null | Null
0.08385 | 5 | 0.115 | 17.5 | 0.5 | Null | Null | Null | Null | Null | Null | Null | Null | Null
0.08385 | 5 | 0.115 | 17.5 | 0.6 | Null | Null | Null | Null | Null | Null | Null | Null | Null
0.08385 | 5 | 0.115 | 17.5 | 0.7 | Null | Null | Null | Null | Null | Null | Null | Null | Null
0.08385 | 5 | 0.115 | 17.5 | 0.8 | Null | Null | Null | Null | Null | Null | Null | Null | Null
0.08385 | 5 | 0.115 | 17.5 | 0.9 | Null | Null | Null | Null | Null | Null | Null | Null | Null
0.08385 | 5 | 0.115 | 17.5 | 1 | Null | Null | Null | Null | Null | Null | Null | Null | Null
0.08385 | 5 | 0.115 | 18 | 0.15 | Null | Null | Null | Null | Null | Null | Null | Null | Null
0.08385 | 5 | 0.115 | 18 | 0.2 | Null | Null | Null | Null | Null | Null | Null | Null | Null
0.08385 | 5 | 0.115 | 18 | 0.3 | Null | Null | Null | Null | Null | Null | Null | Null | Null
0.08385 | 5 | 0.115 | 18 | 0.4 | Null | Null | Null | Null | Null | Null | Null | Null | Null
0.08385 | 5 | 0.115 | 18 | 0.5 | Null | Null | Null | Null | Null | Null | Null | Null | Null
0.08385 | 5 | 0.115 | 18 | 0.6 | Null | Null | Null | Null | Null | Null | Null | Null | Null
0.08385 | 5 | 0.115 | 18 | 0.7 | Null | Null | Null | Null | Null | Null | Null | Null | Null
0.08385 | 5 | 0.115 | 18 | 0.8 | Null | Null | Null | Null | Null | Null | Null | Null | Null
0.08385 | 5 | 0.115 | 18 | 0.9 | Null | Null | Null | Null | Null | Null | Null | Null | Null
0.08385 | 5 | 0.115 | 18 | 1 | Null | Null | Null | Null | Null | Null | Null | Null | Null
0.08385 | 5 | 0.115 | 21 | 0.15 | Null | Null | Null | Null | Null | Null | Null | Null | Null
0.08385 | 5 | 0.115 | 21 | 0.2 | Null | Null | Null | Null | Null | Null | Null | Null | Null
0.08385 | 5 | 0.115 | 21 | 0.3 | Null | Null | Null | Null | Null | Null | Null | Null | Null
0.08385 | 5 | 0.115 | 21 | 0.4 | Null | Null | Null | Null | Null | Null | Null | Null | Null
0.08385 | 5 | 0.115 | 21 | 0.5 | Null | Null | Null | Null | Null | Null | Null | Null | Null
0.08385 | 5 | 0.115 | 21 | 0.6 | Null | Null | Null | Null | Null | Null | Null | Null | Null
0.08385 | 5 | 0.115 | 21 | 0.7 | Null | Null | Null | Null | Null | Null | Null | Null | Null
0.08385 | 5 | 0.115 | 21 | 0.8 | Null | Null | Null | Null | Null | Null | Null | Null | Null
0.08385 | 5 | 0.115 | 21 | 0.9 | Null | Null | Null | Null | Null | Null | Null | Null | Null
0.08385 | 5 | 0.115 | 21 | 1 | Null | Null | Null | Null | Null | Null | Null | Null | Null
0.08385 | 5 | 0.115 | 24 | 0.15 | Null | Null | Null | Null | Null | Null | Null | Null | Null
0.08385 | 5 | 0.115 | 24 | 0.2 | Null | Null | Null | Null | Null | Null | Null | Null | Null
0.08385 | 5 | 0.115 | 24 | 0.3 | Null | Null | Null | Null | Null | Null | Null | Null | Null
0.08385 | 5 | 0.115 | 24 | 0.4 | Null | Null | Null | Null | Null | Null | Null | Null | Null
0.08385 | 5 | 0.115 | 24 | 0.5 | Null | Null | Null | Null | Null | Null | Null | Null | Null
0.08385 | 5 | 0.115 | 24 | 0.6 | Null | Null | Null | Null | Null | Null | Null | Null | Null
0.08385 | 5 | 0.115 | 24 | 0.7 | Null | Null | Null | Null | Null | Null | Null | Null | Null
0.08385 | 5 | 0.115 | 24 | 0.8 | Null | Null | Null | Null | Null | Null | Null | Null | Null
0.08385 | 5 | 0.115 | 24 | 0.9 | Null | Null | Null | Null | Null | Null | Null | Null | Null
0.08385 | 5 | 0.115 | 24 | 1 | Null | Null | Null | Null | Null | Null | Null | Null | Null
0.08385 | 5 | 0.115 | 27 | 0.15 | Null | Null | Null | Null | Null | Null | Null | Null | Null
0.08385 | 5 | 0.115 | 27 | 0.2 | Null | Null | Null | Null | Null | Null | Null | Null | Null
0.08385 | 5 | 0.115 | 27 | 0.3 | Null | Null | Null | Null | Null | Null | Null | Null | Null
0.08385 | 5 | 0.115 | 27 | 0.4 | Null | Null | Null | Null | Null | Null | Null | Null | Null
0.08385 | 5 | 0.115 | 27 | 0.5 | Null | Null | Null | Null | Null | Null | Null | Null | Null
0.08385 | 5 | 0.115 | 27 | 0.6 | Null | Null | Null | Null | Null | Null | Null | Null | Null
0.08385 | 5 | 0.115 | 27 | 0.7 | Null | Null | Null | Null | Null | Null | Null | Null | Null
0.08385 | 5 | 0.115 | 27 | 0.8 | Null | Null | Null | Null | Null | Null | Null | Null | Null
0.08385 | 5 | 0.115 | 27 | 0.9 | Null | Null | Null | Null | Null | Null | Null | Null | Null
0.08385 | 5 | 0.115 | 27 | 1 | Null | Null | Null | Null | Null | Null | Null | Null | Null
0.08385 | 5 | 0.115 | 30 | 0.15 | Null | Null | Null | Null | Null | Null | Null | Null | Null
0.08385 | 5 | 0.115 | 30 | 0.2 | Null | Null | Null | Null | Null | Null | Null | Null | Null
0.08385 | 5 | 0.115 | 30 | 0.3 | Null | Null | Null | Null | Null | Null | Null | Null | Null
0.08385 | 5 | 0.115 | 30 | 0.4 | Null | Null | Null | Null | Null | Null | Null | Null | Null
0.08385 | 5 | 0.115 | 30 | 0.5 | Null | Null | Null | Null | Null | Null | Null | Null | Null
0.08385 | 5 | 0.115 | 30 | 0.6 | Null | Null | Null | Null | Null | Null | Null | Null | Null
0.08385 | 5 | 0.115 | 30 | 0.7 | Null | Null | Null | Null | Null | Null | Null | Null | Null
0.08385 | 5 | 0.115 | 30 | 0.8 | Null | Null | Null | Null | Null | Null | Null | Null | Null
0.08385 | 5 | 0.115 | 30 | 0.9 | Null | Null | Null | Null | Null | Null | Null | Null | Null
0.08385 | 5 | 0.115 | 30 | 1 | Null | Null | Null | Null | Null | Null | Null | Null | Null
0.08385 | 7 | 0.00115 | 10.5 | 0.15 | Null | Null | Null | Null | Null | Null | Null | Null | Null
0.08385 | 7 | 0.00115 | 10.5 | 0.2 | Null | Null | Null | Null | Null | Null | Null | Null | Null
0.08385 | 7 | 0.00115 | 10.5 | 0.3 | Null | Null | Null | Null | Null | Null | Null | Null | Null
0.08385 | 7 | 0.00115 | 10.5 | 0.4 | Null | Null | Null | Null | Null | Null | Null | Null | Null
0.08385 | 7 | 0.00115 | 10.5 | 0.5 | Null | Null | Null | Null | Null | Null | Null | Null | Null
0.08385 | 7 | 0.00115 | 10.5 | 0.6 | Null | Null | Null | Null | Null | Null | Null | Null | Null
0.08385 | 7 | 0.00115 | 10.5 | 0.7 | Null | Null | Null | Null | Null | Null | Null | Null | Null
0.08385 | 7 | 0.00115 | 10.5 | 0.8 | Null | Null | Null | Null | Null | Null | Null | Null | Null
0.08385 | 7 | 0.00115 | 10.5 | 0.9 | Null | Null | Null | Null | Null | Null | Null | Null | Null
0.08385 | 7 | 0.00115 | 10.5 | 1 | Null | Null | Null | Null | Null | Null | Null | Null | Null
0.08385 | 7 | 0.00115 | 11 | 0.15 | Null | Null | Null | Null | Null | Null | Null | Null | Null
0.08385 | 7 | 0.00115 | 11 | 0.2 | Null | Null | Null | Null | Null | Null | Null | Null | Null
0.08385 | 7 | 0.00115 | 11 | 0.3 | Null | Null | Null | Null | Null | Null | Null | Null | Null
0.08385 | 7 | 0.00115 | 11 | 0.4 | Null | Null | Null | Null | Null | Null | Null | Null | Null
0.08385 | 7 | 0.00115 | 11 | 0.5 | Null | Null | Null | Null | Null | Null | Null | Null | Null
0.08385 | 7 | 0.00115 | 11 | 0.6 | Null | Null | Null | Null | Null | Null | Null | Null | Null
0.08385 | 7 | 0.00115 | 11 | 0.7 | Null | Null | Null | Null | Null | Null | Null | Null | Null
0.08385 | 7 | 0.00115 | 11 | 0.8 | Null | Null | Null | Null | Null | Null | Null | Null | Null
0.08385 | 7 | 0.00115 | 11 | 0.9 | Null | Null | Null | Null | Null | Null | Null | Null | Null
0.08385 | 7 | 0.00115 | 11 | 1 | Null | Null | Null | Null | Null | Null | Null | Null | Null
0.08385 | 7 | 0.00115 | 11.5 | 0.15 | Null | Null | Null | Null | Null | Null | Null | Null | Null
0.08385 | 7 | 0.00115 | 11.5 | 0.2 | Null | Null | Null | Null | Null | Null | Null | Null | Null
0.08385 | 7 | 0.00115 | 11.5 | 0.3 | Null | Null | Null | Null | Null | Null | Null | Null | Null
0.08385 | 7 | 0.00115 | 11.5 | 0.4 | Null | Null | Null | Null | Null | Null | Null | Null | Null
0.08385 | 7 | 0.00115 | 11.5 | 0.5 | Null | Null | Null | Null | Null | Null | Null | Null | Null
0.08385 | 7 | 0.00115 | 11.5 | 0.6 | Null | Null | Null | Null | Null | Null | Null | Null | Null
0.08385 | 7 | 0.00115 | 11.5 | 0.7 | Null | Null | Null | Null | Null | Null | Null | Null | Null
0.08385 | 7 | 0.00115 | 11.5 | 0.8 | Null | Null | Null | Null | Null | Null | Null | Null | Null
0.08385 | 7 | 0.00115 | 11.5 | 0.9 | Null | Null | Null | Null | Null | Null | Null | Null | Null
0.08385 | 7 | 0.00115 | 11.5 | 1 | Null | Null | Null | Null | Null | Null | Null | Null | Null
0.08385 | 7 | 0.00115 | 12 | 0.15 | Null | Null | Null | Null | Null | Null | Null | Null | Null
0.08385 | 7 | 0.00115 | 12 | 0.2 | Null | Null | Null | Null | Null | Null | Null | Null | Null
0.08385 | 7 | 0.00115 | 12 | 0.3 | Null | Null | Null | Null | Null | Null | Null | Null | Null
0.08385 | 7 | 0.00115 | 12 | 0.4 | Null | Null | Null | Null | Null | Null | Null | Null | Null
0.08385 | 7 | 0.00115 | 12 | 0.5 | Null | Null | Null | Null | Null | Null | Null | Null | Null
0.08385 | 7 | 0.00115 | 12 | 0.6 | Null | Null | Null | Null | Null | Null | Null | Null | Null
0.08385 | 7 | 0.00115 | 12 | 0.7 | Null | Null | Null | Null | Null | Null | Null | Null | Null
0.08385 | 7 | 0.00115 | 12 | 0.8 | Null | Null | Null | Null | Null | Null | Null | Null | Null
0.08385 | 7 | 0.00115 | 12 | 0.9 | Null | Null | Null | Null | Null | Null | Null | Null | Null
0.08385 | 7 | 0.00115 | 12 | 1 | Null | Null | Null | Null | Null | Null | Null | Null | Null
0.08385 | 7 | 0.00115 | 12.5 | 0.15 | Null | Null | Null | Null | Null | Null | Null | Null | Null
0.08385 | 7 | 0.00115 | 12.5 | 0.2 | Null | Null | Null | Null | Null | Null | Null | Null | Null
0.08385 | 7 | 0.00115 | 12.5 | 0.3 | Null | Null | Null | Null | Null | Null | Null | Null | Null
0.08385 | 7 | 0.00115 | 12.5 | 0.4 | Null | Null | Null | Null | Null | Null | Null | Null | Null
0.08385 | 7 | 0.00115 | 12.5 | 0.5 | Null | Null | Null | Null | Null | Null | Null | Null | Null
0.08385 | 7 | 0.00115 | 12.5 | 0.6 | Null | Null | Null | Null | Null | Null | Null | Null | Null
0.08385 | 7 | 0.00115 | 12.5 | 0.7 | Null | Null | Null | Null | Null | Null | Null | Null | Null
0.08385 | 7 | 0.00115 | 12.5 | 0.8 | Null | Null | Null | Null | Null | Null | Null | Null | Null
0.08385 | 7 | 0.00115 | 12.5 | 0.9 | Null | Null | Null | Null | Null | Null | Null | Null | Null
0.08385 | 7 | 0.00115 | 12.5 | 1 | Null | Null | Null | Null | Null | Null | Null | Null | Null
0.08385 | 7 | 0.00115 | 13 | 0.15 | Null | Null | Null | Null | Null | Null | Null | Null | Null
0.08385 | 7 | 0.00115 | 13 | 0.2 | Null | Null | Null | Null | Null | Null | Null | Null | Null
0.08385 | 7 | 0.00115 | 13 | 0.3 | Null | Null | Null | Null | Null | Null | Null | Null | Null
0.08385 | 7 | 0.00115 | 13 | 0.4 | Null | Null | Null | Null | Null | Null | Null | Null | Null
0.08385 | 7 | 0.00115 | 13 | 0.5 | Null | Null | Null | Null | Null | Null | Null | Null | Null
0.08385 | 7 | 0.00115 | 13 | 0.6 | Null | Null | Null | Null | Null | Null | Null | Null | Null
0.08385 | 7 | 0.00115 | 13 | 0.7 | Null | Null | Null | Null | Null | Null | Null | Null | Null
0.08385 | 7 | 0.00115 | 13 | 0.8 | Null | Null | Null | Null | Null | Null | Null | Null | Null
0.08385 | 7 | 0.00115 | 13 | 0.9 | Null | Null | Null | Null | Null | Null | Null | Null | Null
0.08385 | 7 | 0.00115 | 13 | 1 | Null | Null | Null | Null | Null | Null | Null | Null | Null
0.08385 | 7 | 0.00115 | 13.5 | 0.15 | Null | Null | Null | Null | Null | Null | Null | Null | Null
0.08385 | 7 | 0.00115 | 13.5 | 0.2 | Null | Null | Null | Null | Null | Null | Null | Null | Null
0.08385 | 7 | 0.00115 | 13.5 | 0.3 | Null | Null | Null | Null | Null | Null | Null | Null | Null
0.08385 | 7 | 0.00115 | 13.5 | 0.4 | Null | Null | Null | Null | Null | Null | Null | Null | Null
0.08385 | 7 | 0.00115 | 13.5 | 0.5 | Null | Null | Null | Null | Null | Null | Null | Null | Null
0.08385 | 7 | 0.00115 | 13.5 | 0.6 | Null | Null | Null | Null | Null | Null | Null | Null | Null
0.08385 | 7 | 0.00115 | 13.5 | 0.7 | Null | Null | Null | Null | Null | Null | Null | Null | Null
0.08385 | 7 | 0.00115 | 13.5 | 0.8 | Null | Null | Null | Null | Null | Null | Null | Null | Null
0.08385 | 7 | 0.00115 | 13.5 | 0.9 | Null | Null | Null | Null | Null | Null | Null | Null | Null
0.08385 | 7 | 0.00115 | 13.5 | 1 | Null | Null | Null | Null | Null | Null | Null | Null | Null
0.08385 | 7 | 0.00115 | 14 | 0.15 | Null | Null | Null | Null | Null | Null | Null | Null | Null
0.08385 | 7 | 0.00115 | 14 | 0.2 | Null | Null | Null | Null | Null | Null | Null | Null | Null
0.08385 | 7 | 0.00115 | 14 | 0.3 | Null | Null | Null | Null | Null | Null | Null | Null | Null
0.08385 | 7 | 0.00115 | 14 | 0.4 | Null | Null | Null | Null | Null | Null | Null | Null | Null
0.08385 | 7 | 0.00115 | 14 | 0.5 | Null | Null | Null | Null | Null | Null | Null | Null | Null
0.08385 | 7 | 0.00115 | 14 | 0.6 | Null | Null | Null | Null | Null | Null | Null | Null | Null
0.08385 | 7 | 0.00115 | 14 | 0.7 | Null | Null | Null | Null | Null | Null | Null | Null | Null
0.08385 | 7 | 0.00115 | 14 | 0.8 | Null | Null | Null | Null | Null | Null | Null | Null | Null
0.08385 | 7 | 0.00115 | 14 | 0.9 | Null | Null | Null | Null | Null | Null | Null | Null | Null
0.08385 | 7 | 0.00115 | 14 | 1 | Null | Null | Null | Null | Null | Null | Null | Null | Null
0.08385 | 7 | 0.00115 | 14.5 | 0.15 | Null | Null | Null | Null | Null | Null | Null | Null | Null
0.08385 | 7 | 0.00115 | 14.5 | 0.2 | Null | Null | Null | Null | Null | Null | Null | Null | Null
0.08385 | 7 | 0.00115 | 14.5 | 0.3 | Null | Null | Null | Null | Null | Null | Null | Null | Null
0.08385 | 7 | 0.00115 | 14.5 | 0.4 | Null | Null | Null | Null | Null | Null | Null | Null | Null
0.08385 | 7 | 0.00115 | 14.5 | 0.5 | Null | Null | Null | Null | Null | Null | Null | Null | Null
0.08385 | 7 | 0.00115 | 14.5 | 0.6 | Null | Null | Null | Null | Null | Null | Null | Null | Null
0.08385 | 7 | 0.00115 | 14.5 | 0.7 | Null | Null | Null | Null | Null | Null | Null | Null | Null
0.08385 | 7 | 0.00115 | 14.5 | 0.8 | Null | Null | Null | Null | Null | Null | Null | Null | Null
0.08385 | 7 | 0.00115 | 14.5 | 0.9 | Null | Null | Null | Null | Null | Null | Null | Null | Null
0.08385 | 7 | 0.00115 | 14.5 | 1 | Null | Null | Null | Null | Null | Null | Null | Null | Null
0.08385 | 7 | 0.00115 | 15 | 0.15 | Null | Null | Null | Null | Null | Null | Null | Null | Null
0.08385 | 7 | 0.00115 | 15 | 0.2 | Null | Null | Null | Null | Null | Null | Null | Null | Null
0.08385 | 7 | 0.00115 | 15 | 0.3 | Null | Null | Null | Null | Null | Null | Null | Null | Null
0.08385 | 7 | 0.00115 | 15 | 0.4 | Null | Null | Null | Null | Null | Null | Null | Null | Null
0.08385 | 7 | 0.00115 | 15 | 0.5 | Null | Null | Null | Null | Null | Null | Null | Null | Null
0.08385 | 7 | 0.00115 | 15 | 0.6 | Null | Null | Null | Null | Null | Null | Null | Null | Null
0.08385 | 7 | 0.00115 | 15 | 0.7 | Null | Null | Null | Null | Null | Null | Null | Null | Null
0.08385 | 7 | 0.00115 | 15 | 0.8 | Null | Null | Null | Null | Null | Null | Null | Null | Null
0.08385 | 7 | 0.00115 | 15 | 0.9 | Null | Null | Null | Null | Null | Null | Null | Null | Null
0.08385 | 7 | 0.00115 | 15 | 1 | Null | Null | Null | Null | Null | Null | Null | Null | Null
0.08385 | 7 | 0.00115 | 15.5 | 0.15 | Null | Null | Null | Null | Null | Null | Null | Null | Null
0.08385 | 7 | 0.00115 | 15.5 | 0.2 | Null | Null | Null | Null | Null | Null | Null | Null | Null
0.08385 | 7 | 0.00115 | 15.5 | 0.3 | Null | Null | Null | Null | Null | Null | Null | Null | Null
0.08385 | 7 | 0.00115 | 15.5 | 0.4 | Null | Null | Null | Null | Null | Null | Null | Null | Null
0.08385 | 7 | 0.00115 | 15.5 | 0.5 | Null | Null | Null | Null | Null | Null | Null | Null | Null
0.08385 | 7 | 0.00115 | 15.5 | 0.6 | Null | Null | Null | Null | Null | Null | Null | Null | Null
0.08385 | 7 | 0.00115 | 15.5 | 0.7 | Null | Null | Null | Null | Null | Null | Null | Null | Null
0.08385 | 7 | 0.00115 | 15.5 | 0.8 | Null | Null | Null | Null | Null | Null | Null | Null | Null
0.08385 | 7 | 0.00115 | 15.5 | 0.9 | Null | Null | Null | Null | Null | Null | Null | Null | Null
0.08385 | 7 | 0.00115 | 15.5 | 1 | Null | Null | Null | Null | Null | Null | Null | Null | Null
0.08385 | 7 | 0.00115 | 16 | 0.15 | Null | Null | Null | Null | Null | Null | Null | Null | Null
0.08385 | 7 | 0.00115 | 16 | 0.2 | Null | Null | Null | Null | Null | Null | Null | Null | Null
0.08385 | 7 | 0.00115 | 16 | 0.3 | Null | Null | Null | Null | Null | Null | Null | Null | Null
0.08385 | 7 | 0.00115 | 16 | 0.4 | Null | Null | Null | Null | Null | Null | Null | Null | Null
0.08385 | 7 | 0.00115 | 16 | 0.5 | Null | Null | Null | Null | Null | Null | Null | Null | Null
0.08385 | 7 | 0.00115 | 16 | 0.6 | Null | Null | Null | Null | Null | Null | Null | Null | Null
0.08385 | 7 | 0.00115 | 16 | 0.7 | Null | Null | Null | Null | Null | Null | Null | Null | Null
0.08385 | 7 | 0.00115 | 16 | 0.8 | Null | Null | Null | Null | Null | Null | Null | Null | Null
0.08385 | 7 | 0.00115 | 16 | 0.9 | Null | Null | Null | Null | Null | Null | Null | Null | Null
0.08385 | 7 | 0.00115 | 16 | 1 | Null | Null | Null | Null | Null | Null | Null | Null | Null
0.08385 | 7 | 0.00115 | 16.5 | 0.15 | Null | Null | Null | Null | Null | Null | Null | Null | Null
0.08385 | 7 | 0.00115 | 16.5 | 0.2 | Null | Null | Null | Null | Null | Null | Null | Null | Null
0.08385 | 7 | 0.00115 | 16.5 | 0.3 | Null | Null | Null | Null | Null | Null | Null | Null | Null
0.08385 | 7 | 0.00115 | 16.5 | 0.4 | Null | Null | Null | Null | Null | Null | Null | Null | Null
0.08385 | 7 | 0.00115 | 16.5 | 0.5 | Null | Null | Null | Null | Null | Null | Null | Null | Null
0.08385 | 7 | 0.00115 | 16.5 | 0.6 | Null | Null | Null | Null | Null | Null | Null | Null | Null
0.08385 | 7 | 0.00115 | 16.5 | 0.7 | Null | Null | Null | Null | Null | Null | Null | Null | Null
0.08385 | 7 | 0.00115 | 16.5 | 0.8 | Null | Null | Null | Null | Null | Null | Null | Null | Null
0.08385 | 7 | 0.00115 | 16.5 | 0.9 | Null | Null | Null | Null | Null | Null | Null | Null | Null
0.08385 | 7 | 0.00115 | 16.5 | 1 | Null | Null | Null | Null | Null | Null | Null | Null | Null
0.08385 | 7 | 0.00115 | 17 | 0.15 | Null | Null | Null | Null | Null | Null | Null | Null | Null
0.08385 | 7 | 0.00115 | 17 | 0.2 | Null | Null | Null | Null | Null | Null | Null | Null | Null
0.08385 | 7 | 0.00115 | 17 | 0.3 | Null | Null | Null | Null | Null | Null | Null | Null | Null
0.08385 | 7 | 0.00115 | 17 | 0.4 | Null | Null | Null | Null | Null | Null | Null | Null | Null
0.08385 | 7 | 0.00115 | 17 | 0.5 | Null | Null | Null | Null | Null | Null | Null | Null | Null
0.08385 | 7 | 0.00115 | 17 | 0.6 | Null | Null | Null | Null | Null | Null | Null | Null | Null
0.08385 | 7 | 0.00115 | 17 | 0.7 | Null | Null | Null | Null | Null | Null | Null | Null | Null
0.08385 | 7 | 0.00115 | 17 | 0.8 | Null | Null | Null | Null | Null | Null | Null | Null | Null
0.08385 | 7 | 0.00115 | 17 | 0.9 | Null | Null | Null | Null | Null | Null | Null | Null | Null
0.08385 | 7 | 0.00115 | 17 | 1 | Null | Null | Null | Null | Null | Null | Null | Null | Null
0.08385 | 7 | 0.00115 | 17.5 | 0.15 | Null | Null | Null | Null | Null | Null | Null | Null | Null
0.08385 | 7 | 0.00115 | 17.5 | 0.2 | Null | Null | Null | Null | Null | Null | Null | Null | Null
0.08385 | 7 | 0.00115 | 17.5 | 0.3 | Null | Null | Null | Null | Null | Null | Null | Null | Null
0.08385 | 7 | 0.00115 | 17.5 | 0.4 | Null | Null | Null | Null | Null | Null | Null | Null | Null
0.08385 | 7 | 0.00115 | 17.5 | 0.5 | Null | Null | Null | Null | Null | Null | Null | Null | Null
0.08385 | 7 | 0.00115 | 17.5 | 0.6 | Null | Null | Null | Null | Null | Null | Null | Null | Null
0.08385 | 7 | 0.00115 | 17.5 | 0.7 | Null | Null | Null | Null | Null | Null | Null | Null | Null
0.08385 | 7 | 0.00115 | 17.5 | 0.8 | Null | Null | Null | Null | Null | Null | Null | Null | Null
0.08385 | 7 | 0.00115 | 17.5 | 0.9 | Null | Null | Null | Null | Null | Null | Null | Null | Null
0.08385 | 7 | 0.00115 | 17.5 | 1 | Null | Null | Null | Null | Null | Null | Null | Null | Null
0.08385 | 7 | 0.00115 | 18 | 0.15 | Null | Null | Null | Null | Null | Null | Null | Null | Null
0.08385 | 7 | 0.00115 | 18 | 0.2 | Null | Null | Null | Null | Null | Null | Null | Null | Null
0.08385 | 7 | 0.00115 | 18 | 0.3 | Null | Null | Null | Null | Null | Null | Null | Null | Null
0.08385 | 7 | 0.00115 | 18 | 0.4 | Null | Null | Null | Null | Null | Null | Null | Null | Null
0.08385 | 7 | 0.00115 | 18 | 0.5 | Null | Null | Null | Null | Null | Null | Null | Null | Null
0.08385 | 7 | 0.00115 | 18 | 0.6 | Null | Null | Null | Null | Null | Null | Null | Null | Null
0.08385 | 7 | 0.00115 | 18 | 0.7 | Null | Null | Null | Null | Null | Null | Null | Null | Null
0.08385 | 7 | 0.00115 | 18 | 0.8 | Null | Null | Null | Null | Null | Null | Null | Null | Null
0.08385 | 7 | 0.00115 | 18 | 0.9 | Null | Null | Null | Null | Null | Null | Null | Null | Null
0.08385 | 7 | 0.00115 | 18 | 1 | Null | Null | Null | Null | Null | Null | Null | Null | Null
0.08385 | 7 | 0.00115 | 21 | 0.15 | Null | Null | Null | Null | Null | Null | Null | Null | Null
0.08385 | 7 | 0.00115 | 21 | 0.2 | Null | Null | Null | Null | Null | Null | Null | Null | Null
0.08385 | 7 | 0.00115 | 21 | 0.3 | Null | Null | Null | Null | Null | Null | Null | Null | Null
0.08385 | 7 | 0.00115 | 21 | 0.4 | Null | Null | Null | Null | Null | Null | Null | Null | Null
0.08385 | 7 | 0.00115 | 21 | 0.5 | Null | Null | Null | Null | Null | Null | Null | Null | Null
0.08385 | 7 | 0.00115 | 21 | 0.6 | Null | Null | Null | Null | Null | Null | Null | Null | Null
0.08385 | 7 | 0.00115 | 21 | 0.7 | Null | Null | Null | Null | Null | Null | Null | Null | Null
0.08385 | 7 | 0.00115 | 21 | 0.8 | Null | Null | Null | Null | Null | Null | Null | Null | Null
0.08385 | 7 | 0.00115 | 21 | 0.9 | Null | Null | Null | Null | Null | Null | Null | Null | Null
0.08385 | 7 | 0.00115 | 21 | 1 | Null | Null | Null | Null | Null | Null | Null | Null | Null
0.08385 | 7 | 0.00115 | 24 | 0.15 | Null | Null | Null | Null | Null | Null | Null | Null | Null
0.08385 | 7 | 0.00115 | 24 | 0.2 | Null | Null | Null | Null | Null | Null | Null | Null | Null
0.08385 | 7 | 0.00115 | 24 | 0.3 | Null | Null | Null | Null | Null | Null | Null | Null | Null
0.08385 | 7 | 0.00115 | 24 | 0.4 | Null | Null | Null | Null | Null | Null | Null | Null | Null
0.08385 | 7 | 0.00115 | 24 | 0.5 | Null | Null | Null | Null | Null | Null | Null | Null | Null
0.08385 | 7 | 0.00115 | 24 | 0.6 | Null | Null | Null | Null | Null | Null | Null | Null | Null
0.08385 | 7 | 0.00115 | 24 | 0.7 | Null | Null | Null | Null | Null | Null | Null | Null | Null
0.08385 | 7 | 0.00115 | 24 | 0.8 | Null | Null | Null | Null | Null | Null | Null | Null | Null
0.08385 | 7 | 0.00115 | 24 | 0.9 | Null | Null | Null | Null | Null | Null | Null | Null | Null
0.08385 | 7 | 0.00115 | 24 | 1 | Null | Null | Null | Null | Null | Null | Null | Null | Null
0.08385 | 7 | 0.00115 | 27 | 0.15 | Null | Null | Null | Null | Null | Null | Null | Null | Null
0.08385 | 7 | 0.00115 | 27 | 0.2 | Null | Null | Null | Null | Null | Null | Null | Null | Null
0.08385 | 7 | 0.00115 | 27 | 0.3 | Null | Null | Null | Null | Null | Null | Null | Null | Null
0.08385 | 7 | 0.00115 | 27 | 0.4 | Null | Null | Null | Null | Null | Null | Null | Null | Null
0.08385 | 7 | 0.00115 | 27 | 0.5 | Null | Null | Null | Null | Null | Null | Null | Null | Null
0.08385 | 7 | 0.00115 | 27 | 0.6 | Null | Null | Null | Null | Null | Null | Null | Null | Null
0.08385 | 7 | 0.00115 | 27 | 0.7 | Null | Null | Null | Null | Null | Null | Null | Null | Null
0.08385 | 7 | 0.00115 | 27 | 0.8 | Null | Null | Null | Null | Null | Null | Null | Null | Null
0.08385 | 7 | 0.00115 | 27 | 0.9 | Null | Null | Null | Null | Null | Null | Null | Null | Null
0.08385 | 7 | 0.00115 | 27 | 1 | Null | Null | Null | Null | Null | Null | Null | Null | Null
0.08385 | 7 | 0.00115 | 30 | 0.15 | Null | Null | Null | Null | Null | Null | Null | Null | Null
0.08385 | 7 | 0.00115 | 30 | 0.2 | Null | Null | Null | Null | Null | Null | Null | Null | Null
0.08385 | 7 | 0.00115 | 30 | 0.3 | Null | Null | Null | Null | Null | Null | Null | Null | Null
0.08385 | 7 | 0.00115 | 30 | 0.4 | Null | Null | Null | Null | Null | Null | Null | Null | Null
0.08385 | 7 | 0.00115 | 30 | 0.5 | Null | Null | Null | Null | Null | Null | Null | Null | Null
0.08385 | 7 | 0.00115 | 30 | 0.6 | Null | Null | Null | Null | Null | Null | Null | Null | Null
0.08385 | 7 | 0.00115 | 30 | 0.7 | Null | Null | Null | Null | Null | Null | Null | Null | Null
0.08385 | 7 | 0.00115 | 30 | 0.8 | Null | Null | Null | Null | Null | Null | Null | Null | Null
0.08385 | 7 | 0.00115 | 30 | 0.9 | Null | Null | Null | Null | Null | Null | Null | Null | Null
0.08385 | 7 | 0.00115 | 30 | 1 | Null | Null | Null | Null | Null | Null | Null | Null | Null
0.08385 | 7 | 0.077 | 10.5 | 0.15 | 22000 | 264000 | 285000 | 285.15 | 284.5335 | 53.1 | 23.9 | 0 | 664
0.08385 | 7 | 0.077 | 10.5 | 0.2 | 25000 | 352000 | 376000 | 285.15 | 284.8136 | 53.1 | 23.9 | 0 | 742
0.08385 | 7 | 0.077 | 10.5 | 0.3 | 31000 | 527000 | 557000 | 285.15 | 285.3757 | 53.1 | 23.9 | 0 | 916
0.08385 | 7 | 0.077 | 10.5 | 0.4 | 37000 | 703000 | 739000 | 285.15 | 285.9399 | 53.1 | 23.9 | 0 | 1111
0.08385 | 7 | 0.077 | 10.5 | 0.5 | 45000 | 879000 | 922000 | 285.15 | 286.5071 | 53.1 | 23.9 | 0 | 1337
0.08385 | 7 | 0.077 | 10.5 | 0.6 | 54000 | 1055000 | 1107000 | 285.15 | 287.0798 | 53.1 | 23.9 | 0 | 1616
0.08385 | 7 | 0.077 | 10.5 | 0.7 | 68000 | 1231000 | 1296000 | 285.15 | 287.666 | 53.1 | 23.9 | 0 | 2032
0.08385 | 7 | 0.077 | 10.5 | 0.8 | 89000 | 1406000 | 1492000 | 285.15 | 288.2733 | 53.1 | 23.9 | 0 | 2657
0.08385 | 7 | 0.077 | 10.5 | 0.9 | 125000 | 1582000 | 1703000 | 285.15 | 288.9271 | 53.1 | 23.9 | 0 | 3746
0.08385 | 7 | 0.077 | 10.5 | 1 | 168000 | 1758000 | 1921000 | 285.15 | 289.6006 | 53.1 | 23.9 | 0 | 5032
0.08385 | 7 | 0.077 | 11 | 0.15 | 22000 | 264000 | 286000 | 285.15 | 285.0347 | 53.1 | 23.9 | 0 | 674
0.08385 | 7 | 0.077 | 11 | 0.2 | 25000 | 352000 | 376000 | 285.15 | 285.3151 | 53.1 | 23.9 | 0 | 754
0.08385 | 7 | 0.077 | 11 | 0.3 | 31000 | 527000 | 557000 | 285.15 | 285.8776 | 53.1 | 23.9 | 0 | 931
0.08385 | 7 | 0.077 | 11 | 0.4 | 38000 | 703000 | 740000 | 285.15 | 286.443 | 53.1 | 23.9 | 0 | 1137
0.08385 | 7 | 0.077 | 11 | 0.5 | 45000 | 879000 | 923000 | 285.15 | 287.0099 | 53.1 | 23.9 | 0 | 1358
0.08385 | 7 | 0.077 | 11 | 0.6 | 55000 | 1055000 | 1108000 | 285.15 | 287.5837 | 53.1 | 23.9 | 0 | 1647
0.08385 | 7 | 0.077 | 11 | 0.7 | 70000 | 1231000 | 1298000 | 285.15 | 288.1737 | 53.1 | 23.9 | 0 | 2099
0.08385 | 7 | 0.077 | 11 | 0.8 | 91000 | 1406000 | 1494000 | 285.15 | 288.7802 | 53.1 | 23.9 | 0 | 2715
0.08385 | 7 | 0.077 | 11 | 0.9 | 119000 | 1582000 | 1698000 | 285.15 | 289.4113 | 53.1 | 23.9 | 0 | 3577
0.08385 | 7 | 0.077 | 11 | 1 | 168000 | 1758000 | 1921000 | 285.15 | 290.1039 | 53.1 | 23.9 | 0 | 5052
0.08385 | 7 | 0.077 | 11.5 | 0.15 | 23000 | 264000 | 286000 | 285.15 | 285.536 | 53.1 | 23.9 | 0 | 685
0.08385 | 7 | 0.077 | 11.5 | 0.2 | 26000 | 352000 | 376000 | 285.15 | 285.8166 | 53.1 | 23.9 | 0 | 767
0.08385 | 7 | 0.077 | 11.5 | 0.3 | 32000 | 527000 | 558000 | 285.15 | 286.3795 | 53.1 | 23.9 | 0 | 946
0.08385 | 7 | 0.077 | 11.5 | 0.4 | 38000 | 703000 | 740000 | 285.15 | 286.945 | 53.1 | 23.9 | 0 | 1152
0.08385 | 7 | 0.077 | 11.5 | 0.5 | 46000 | 879000 | 923000 | 285.15 | 287.512 | 53.1 | 23.9 | 0 | 1373
0.08385 | 7 | 0.077 | 11.5 | 0.6 | 56000 | 1055000 | 1109000 | 285.15 | 288.0882 | 53.1 | 23.9 | 0 | 1685
0.08385 | 7 | 0.077 | 11.5 | 0.7 | 72000 | 1231000 | 1301000 | 285.15 | 288.6813 | 53.1 | 23.9 | 0 | 2165
0.08385 | 7 | 0.077 | 11.5 | 0.8 | 93000 | 1406000 | 1496000 | 285.15 | 289.2873 | 53.1 | 23.9 | 0 | 2776
0.08385 | 7 | 0.077 | 11.5 | 0.9 | 121000 | 1582000 | 1699000 | 285.15 | 289.9166 | 53.1 | 23.9 | 0 | 3618
0.08385 | 7 | 0.077 | 11.5 | 1 | 165000 | 1758000 | 1918000 | 285.15 | 290.5943 | 53.1 | 23.9 | 0 | 4943
0.08385 | 7 | 0.077 | 12 | 0.15 | 23000 | 264000 | 286000 | 285.15 | 286.0374 | 53.1 | 23.9 | 0 | 697
0.08385 | 7 | 0.077 | 12 | 0.2 | 26000 | 352000 | 377000 | 285.15 | 286.3182 | 53.1 | 23.9 | 0 | 780
0.08385 | 7 | 0.077 | 12 | 0.3 | 32000 | 527000 | 559000 | 285.15 | 286.8815 | 53.1 | 23.9 | 0 | 962
0.08385 | 7 | 0.077 | 12 | 0.4 | 39000 | 703000 | 741000 | 285.15 | 287.4471 | 53.1 | 23.9 | 0 | 1168
0.08385 | 7 | 0.077 | 12 | 0.5 | 47000 | 879000 | 924000 | 285.15 | 288.0157 | 53.1 | 23.9 | 0 | 1403
0.08385 | 7 | 0.077 | 12 | 0.6 | 57000 | 1055000 | 1110000 | 285.15 | 288.5922 | 53.1 | 23.9 | 0 | 1717
0.08385 | 7 | 0.077 | 12 | 0.7 | 74000 | 1231000 | 1303000 | 285.15 | 289.189 | 53.1 | 23.9 | 0 | 2233
0.08385 | 7 | 0.077 | 12 | 0.8 | 95000 | 1406000 | 1498000 | 285.15 | 289.7951 | 53.1 | 23.9 | 0 | 2843
0.08385 | 7 | 0.077 | 12 | 0.9 | 122000 | 1582000 | 1701000 | 285.15 | 290.4223 | 53.1 | 23.9 | 0 | 3663
0.08385 | 7 | 0.077 | 12 | 1 | 164000 | 1758000 | 1917000 | 285.15 | 291.0924 | 53.1 | 23.9 | 0 | 4911
0.08385 | 7 | 0.077 | 12.5 | 0.15 | 24000 | 264000 | 287000 | 285.15 | 286.5388 | 53.1 | 23.9 | 0 | 710
0.08385 | 7 | 0.077 | 12.5 | 0.2 | 26000 | 352000 | 377000 | 285.15 | 286.8198 | 53.1 | 23.9 | 0 | 794
0.08385 | 7 | 0.077 | 12.5 | 0.3 | 33000 | 527000 | 559000 | 285.15 | 287.3837 | 53.1 | 23.9 | 0 | 980
0.08385 | 7 | 0.077 | 12.5 | 0.4 | 40000 | 703000 | 742000 | 285.15 | 287.9505 | 53.1 | 23.9 | 0 | 1197
0.08385 | 7 | 0.077 | 12.5 | 0.5 | 48000 | 879000 | 925000 | 285.15 | 288.5195 | 53.1 | 23.9 | 0 | 1435
0.08385 | 7 | 0.077 | 12.5 | 0.6 | 59000 | 1055000 | 1112000 | 285.15 | 289.0994 | 53.1 | 23.9 | 0 | 1782
0.08385 | 7 | 0.077 | 12.5 | 0.7 | 77000 | 1231000 | 1305000 | 285.15 | 289.6968 | 53.1 | 23.9 | 0 | 2303
0.08385 | 7 | 0.077 | 12.5 | 0.8 | 97000 | 1406000 | 1501000 | 285.15 | 290.3034 | 53.1 | 23.9 | 0 | 2916
0.08385 | 7 | 0.077 | 12.5 | 0.9 | 124000 | 1582000 | 1702000 | 285.15 | 290.9283 | 53.1 | 23.9 | 0 | 3711
0.08385 | 7 | 0.077 | 12.5 | 1 | 170000 | 1758000 | 1923000 | 285.15 | 291.6127 | 53.1 | 23.9 | 0 | 5101
0.08385 | 7 | 0.077 | 13 | 0.15 | 24000 | 264000 | 287000 | 285.15 | 287.0404 | 53.1 | 23.9 | 0 | 723
0.08385 | 7 | 0.077 | 13 | 0.2 | 27000 | 352000 | 378000 | 285.15 | 287.3217 | 53.1 | 23.9 | 0 | 810
0.08385 | 7 | 0.077 | 13 | 0.3 | 33000 | 527000 | 560000 | 285.15 | 287.8861 | 53.1 | 23.9 | 0 | 1000
0.08385 | 7 | 0.077 | 13 | 0.4 | 41000 | 703000 | 743000 | 285.15 | 288.4529 | 53.1 | 23.9 | 0 | 1216
0.08385 | 7 | 0.077 | 13 | 0.5 | 49000 | 879000 | 927000 | 285.15 | 289.0237 | 53.1 | 23.9 | 0 | 1471
0.08385 | 7 | 0.077 | 13 | 0.6 | 62000 | 1055000 | 1115000 | 285.15 | 289.6069 | 53.1 | 23.9 | 0 | 1848
0.08385 | 7 | 0.077 | 13 | 0.7 | 79000 | 1231000 | 1307000 | 285.15 | 290.2049 | 53.1 | 23.9 | 0 | 2374
0.08385 | 7 | 0.077 | 13 | 0.8 | 100000 | 1406000 | 1503000 | 285.15 | 290.8121 | 53.1 | 23.9 | 0 | 2992
0.08385 | 7 | 0.077 | 13 | 0.9 | 126000 | 1582000 | 1704000 | 285.15 | 291.435 | 53.1 | 23.9 | 0 | 3767
0.08385 | 7 | 0.077 | 13 | 1 | 172000 | 1758000 | 1925000 | 285.15 | 292.1205 | 53.1 | 23.9 | 0 | 5166
0.08385 | 7 | 0.077 | 13.5 | 0.15 | 25000 | 264000 | 288000 | 285.15 | 287.5421 | 53.1 | 23.9 | 0 | 738
0.08385 | 7 | 0.077 | 13.5 | 0.2 | 28000 | 352000 | 378000 | 285.15 | 287.8242 | 53.1 | 23.9 | 0 | 832
0.08385 | 7 | 0.077 | 13.5 | 0.3 | 34000 | 527000 | 560000 | 285.15 | 288.3886 | 53.1 | 23.9 | 0 | 1021
0.08385 | 7 | 0.077 | 13.5 | 0.4 | 42000 | 703000 | 744000 | 285.15 | 288.9568 | 53.1 | 23.9 | 0 | 1249
0.08385 | 7 | 0.077 | 13.5 | 0.5 | 50000 | 879000 | 928000 | 285.15 | 289.5284 | 53.1 | 23.9 | 0 | 1511
0.08385 | 7 | 0.077 | 13.5 | 0.6 | 64000 | 1055000 | 1117000 | 285.15 | 290.1143 | 53.1 | 23.9 | 0 | 1915
0.08385 | 7 | 0.077 | 13.5 | 0.7 | 82000 | 1231000 | 1310000 | 285.15 | 290.713 | 53.1 | 23.9 | 0 | 2447
0.08385 | 7 | 0.077 | 13.5 | 0.8 | 102000 | 1406000 | 1506000 | 285.15 | 291.3207 | 53.1 | 23.9 | 0 | 3069
0.08385 | 7 | 0.077 | 13.5 | 0.9 | 128000 | 1582000 | 1706000 | 285.15 | 291.9426 | 53.1 | 23.9 | 0 | 3831
0.08385 | 7 | 0.077 | 13.5 | 1 | 174000 | 1758000 | 1927000 | 285.15 | 292.6264 | 53.1 | 23.9 | 0 | 5211
0.08385 | 7 | 0.077 | 14 | 0.15 | 25000 | 264000 | 288000 | 285.15 | 288.0439 | 53.1 | 23.9 | 0 | 754
0.08385 | 7 | 0.077 | 14 | 0.2 | 28000 | 352000 | 379000 | 285.15 | 288.3257 | 53.1 | 23.9 | 0 | 845
0.08385 | 7 | 0.077 | 14 | 0.3 | 35000 | 527000 | 561000 | 285.15 | 288.8921 | 53.1 | 23.9 | 0 | 1053
0.08385 | 7 | 0.077 | 14 | 0.4 | 43000 | 703000 | 745000 | 285.15 | 289.4607 | 53.1 | 23.9 | 0 | 1284
0.08385 | 7 | 0.077 | 14 | 0.5 | 52000 | 879000 | 929000 | 285.15 | 290.0341 | 53.1 | 23.9 | 0 | 1561
0.08385 | 7 | 0.077 | 14 | 0.6 | 66000 | 1055000 | 1119000 | 285.15 | 290.6219 | 53.1 | 23.9 | 0 | 1984
0.08385 | 7 | 0.077 | 14 | 0.7 | 84000 | 1231000 | 1312000 | 285.15 | 291.221 | 53.1 | 23.9 | 0 | 2518
0.08385 | 7 | 0.077 | 14 | 0.8 | 105000 | 1406000 | 1508000 | 285.15 | 291.8298 | 53.1 | 23.9 | 0 | 3149
0.08385 | 7 | 0.077 | 14 | 0.9 | 130000 | 1582000 | 1708000 | 285.15 | 292.4503 | 53.1 | 23.9 | 0 | 3897
0.08385 | 7 | 0.077 | 14 | 1 | 174000 | 1758000 | 1927000 | 285.15 | 293.1287 | 53.1 | 23.9 | 0 | 5222
0.08385 | 7 | 0.077 | 14.5 | 0.15 | 26000 | 264000 | 289000 | 285.15 | 288.5459 | 53.1 | 23.9 | 0 | 773
0.08385 | 7 | 0.077 | 14.5 | 0.2 | 29000 | 352000 | 380000 | 285.15 | 288.8287 | 53.1 | 23.9 | 0 | 872
0.08385 | 7 | 0.077 | 14.5 | 0.3 | 36000 | 527000 | 562000 | 285.15 | 289.3951 | 53.1 | 23.9 | 0 | 1079
0.08385 | 7 | 0.077 | 14.5 | 0.4 | 44000 | 703000 | 746000 | 285.15 | 289.9646 | 53.1 | 23.9 | 0 | 1318
0.08385 | 7 | 0.077 | 14.5 | 0.5 | 54000 | 879000 | 932000 | 285.15 | 290.5409 | 53.1 | 23.9 | 0 | 1624
0.08385 | 7 | 0.077 | 14.5 | 0.6 | 68000 | 1055000 | 1121000 | 285.15 | 291.1296 | 53.1 | 23.9 | 0 | 2053
0.08385 | 7 | 0.077 | 14.5 | 0.7 | 86000 | 1231000 | 1314000 | 285.15 | 291.7293 | 53.1 | 23.9 | 0 | 2593
0.08385 | 7 | 0.077 | 14.5 | 0.8 | 108000 | 1406000 | 1511000 | 285.15 | 292.3392 | 53.1 | 23.9 | 0 | 3233
0.08385 | 7 | 0.077 | 14.5 | 0.9 | 132000 | 1582000 | 1711000 | 285.15 | 292.9586 | 53.1 | 23.9 | 0 | 3969
0.08385 | 7 | 0.077 | 14.5 | 1 | 173000 | 1758000 | 1925000 | 285.15 | 293.6253 | 53.1 | 23.9 | 0 | 5176
0.08385 | 7 | 0.077 | 15 | 0.15 | 26000 | 264000 | 289000 | 285.15 | 289.0482 | 53.1 | 23.9 | 0 | 793
0.08385 | 7 | 0.077 | 15 | 0.2 | 30000 | 352000 | 381000 | 285.15 | 289.3313 | 53.1 | 23.9 | 0 | 895
0.08385 | 7 | 0.077 | 15 | 0.3 | 37000 | 527000 | 563000 | 285.15 | 289.8985 | 53.1 | 23.9 | 0 | 1110
0.08385 | 7 | 0.077 | 15 | 0.4 | 45000 | 703000 | 747000 | 285.15 | 290.4698 | 53.1 | 23.9 | 0 | 1365
0.08385 | 7 | 0.077 | 15 | 0.5 | 56000 | 879000 | 934000 | 285.15 | 291.0478 | 53.1 | 23.9 | 0 | 1686
0.08385 | 7 | 0.077 | 15 | 0.6 | 71000 | 1055000 | 1123000 | 285.15 | 291.6373 | 53.1 | 23.9 | 0 | 2122
0.08385 | 7 | 0.077 | 15 | 0.7 | 89000 | 1231000 | 1317000 | 285.15 | 292.2379 | 53.1 | 23.9 | 0 | 2669
0.08385 | 7 | 0.077 | 15 | 0.8 | 111000 | 1406000 | 1514000 | 285.15 | 292.8486 | 53.1 | 23.9 | 0 | 3317
0.08385 | 7 | 0.077 | 15 | 0.9 | 135000 | 1582000 | 1713000 | 285.15 | 293.4679 | 53.1 | 23.9 | 0 | 4050
0.08385 | 7 | 0.077 | 15 | 1 | 171000 | 1758000 | 1924000 | 285.15 | 294.121 | 53.1 | 23.9 | 0 | 5120
0.08385 | 7 | 0.077 | 15.5 | 0.15 | 27000 | 264000 | 290000 | 285.15 | 289.5511 | 53.1 | 23.9 | 0 | 821
0.08385 | 7 | 0.077 | 15.5 | 0.2 | 31000 | 352000 | 381000 | 285.15 | 289.8342 | 53.1 | 23.9 | 0 | 922
0.08385 | 7 | 0.077 | 15.5 | 0.3 | 38000 | 527000 | 564000 | 285.15 | 290.4026 | 53.1 | 23.9 | 0 | 1147
0.08385 | 7 | 0.077 | 15.5 | 0.4 | 47000 | 703000 | 749000 | 285.15 | 290.9759 | 53.1 | 23.9 | 0 | 1421
0.08385 | 7 | 0.077 | 15.5 | 0.5 | 58000 | 879000 | 936000 | 285.15 | 291.5548 | 53.1 | 23.9 | 0 | 1750
0.08385 | 7 | 0.077 | 15.5 | 0.6 | 73000 | 1055000 | 1126000 | 285.15 | 292.1452 | 53.1 | 23.9 | 0 | 2194
0.08385 | 7 | 0.077 | 15.5 | 0.7 | 92000 | 1231000 | 1319000 | 285.15 | 292.7465 | 53.1 | 23.9 | 0 | 2747
0.08385 | 7 | 0.077 | 15.5 | 0.8 | 114000 | 1406000 | 1517000 | 285.15 | 293.3584 | 53.1 | 23.9 | 0 | 3405
0.08385 | 7 | 0.077 | 15.5 | 0.9 | 138000 | 1582000 | 1716000 | 285.15 | 293.9785 | 53.1 | 23.9 | 0 | 4146
0.08385 | 7 | 0.077 | 15.5 | 1 | 169000 | 1758000 | 1922000 | 285.15 | 294.6173 | 53.1 | 23.9 | 0 | 5071
0.08385 | 7 | 0.077 | 16 | 0.15 | 27000 | 264000 | 290000 | 285.15 | 290.0504 | 53.1 | 23.9 | 0 | 812
0.08385 | 7 | 0.077 | 16 | 0.2 | 32000 | 352000 | 382000 | 285.15 | 290.3377 | 53.1 | 23.9 | 0 | 955
0.08385 | 7 | 0.077 | 16 | 0.3 | 40000 | 527000 | 566000 | 285.15 | 290.9078 | 53.1 | 23.9 | 0 | 1195
0.08385 | 7 | 0.077 | 16 | 0.4 | 49000 | 703000 | 751000 | 285.15 | 291.4827 | 53.1 | 23.9 | 0 | 1484
0.08385 | 7 | 0.077 | 16 | 0.5 | 60000 | 879000 | 938000 | 285.15 | 292.0617 | 53.1 | 23.9 | 0 | 1814
0.08385 | 7 | 0.077 | 16 | 0.6 | 75000 | 1055000 | 1128000 | 285.15 | 292.6522 | 53.1 | 23.9 | 0 | 2257
0.08385 | 7 | 0.077 | 16 | 0.7 | 94000 | 1231000 | 1322000 | 285.15 | 293.2553 | 53.1 | 23.9 | 0 | 2827
0.08385 | 7 | 0.077 | 16 | 0.8 | 116000 | 1406000 | 1519000 | 285.15 | 293.8681 | 53.1 | 23.9 | 0 | 3493
0.08385 | 7 | 0.077 | 16 | 0.9 | 142000 | 1582000 | 1720000 | 285.15 | 294.4904 | 53.1 | 23.9 | 0 | 4253
0.08385 | 7 | 0.077 | 16 | 1 | 170000 | 1758000 | 1923000 | 285.15 | 295.1224 | 53.1 | 23.9 | 0 | 5110
0.08385 | 7 | 0.077 | 16.5 | 0.15 | 28000 | 264000 | 291000 | 285.15 | 290.5532 | 53.1 | 23.9 | 0 | 838
0.08385 | 7 | 0.077 | 16.5 | 0.2 | 33000 | 352000 | 384000 | 285.15 | 290.8419 | 53.1 | 23.9 | 0 | 994
0.08385 | 7 | 0.077 | 16.5 | 0.3 | 42000 | 527000 | 568000 | 285.15 | 291.4141 | 53.1 | 23.9 | 0 | 1255
0.08385 | 7 | 0.077 | 16.5 | 0.4 | 50000 | 703000 | 752000 | 285.15 | 291.9858 | 53.1 | 23.9 | 0 | 1510
0.08385 | 7 | 0.077 | 16.5 | 0.5 | 63000 | 879000 | 940000 | 285.15 | 292.5689 | 53.1 | 23.9 | 0 | 1880
0.08385 | 7 | 0.077 | 16.5 | 0.6 | 78000 | 1055000 | 1130000 | 285.15 | 293.1604 | 53.1 | 23.9 | 0 | 2332
0.08385 | 7 | 0.077 | 16.5 | 0.7 | 97000 | 1231000 | 1325000 | 285.15 | 293.7644 | 53.1 | 23.9 | 0 | 2909
0.08385 | 7 | 0.077 | 16.5 | 0.8 | 119000 | 1406000 | 1522000 | 285.15 | 294.378 | 53.1 | 23.9 | 0 | 3582
0.08385 | 7 | 0.077 | 16.5 | 0.9 | 145000 | 1582000 | 1723000 | 285.15 | 295.0012 | 53.1 | 23.9 | 0 | 4351
0.08385 | 7 | 0.077 | 16.5 | 1 | 173000 | 1758000 | 1926000 | 285.15 | 295.6322 | 53.1 | 23.9 | 0 | 5196
0.08385 | 7 | 0.077 | 17 | 0.15 | 29000 | 264000 | 292000 | 285.15 | 291.0565 | 53.1 | 23.9 | 0 | 869
0.08385 | 7 | 0.077 | 17 | 0.2 | 35000 | 352000 | 385000 | 285.15 | 291.3468 | 53.1 | 23.9 | 0 | 1040
0.08385 | 7 | 0.077 | 17 | 0.3 | 44000 | 527000 | 570000 | 285.15 | 291.9204 | 53.1 | 23.9 | 0 | 1314
0.08385 | 7 | 0.077 | 17 | 0.4 | 52000 | 703000 | 754000 | 285.15 | 292.4919 | 53.1 | 23.9 | 0 | 1566
0.08385 | 7 | 0.077 | 17 | 0.5 | 65000 | 879000 | 942000 | 285.15 | 293.0762 | 53.1 | 23.9 | 0 | 1946
0.08385 | 7 | 0.077 | 17 | 0.6 | 80000 | 1055000 | 1133000 | 285.15 | 293.6686 | 53.1 | 23.9 | 0 | 2406
0.08385 | 7 | 0.077 | 17 | 0.7 | 100000 | 1231000 | 1327000 | 285.15 | 294.2738 | 53.1 | 23.9 | 0 | 2994
0.08385 | 7 | 0.077 | 17 | 0.8 | 122000 | 1406000 | 1525000 | 285.15 | 294.888 | 53.1 | 23.9 | 0 | 3672
0.08385 | 7 | 0.077 | 17 | 0.9 | 148000 | 1582000 | 1726000 | 285.15 | 295.5121 | 53.1 | 23.9 | 0 | 4449
0.08385 | 7 | 0.077 | 17 | 1 | 178000 | 1758000 | 1931000 | 285.15 | 296.1478 | 53.1 | 23.9 | 0 | 5340
0.08385 | 7 | 0.077 | 17.5 | 0.15 | 30000 | 264000 | 293000 | 285.15 | 291.5604 | 53.1 | 23.9 | 0 | 906
0.08385 | 7 | 0.077 | 17.5 | 0.2 | 35000 | 352000 | 385000 | 285.15 | 291.8475 | 53.1 | 23.9 | 0 | 1045
0.08385 | 7 | 0.077 | 17.5 | 0.3 | 43000 | 527000 | 569000 | 285.15 | 292.418 | 53.1 | 23.9 | 0 | 1286
0.08385 | 7 | 0.077 | 17.5 | 0.4 | 54000 | 703000 | 756000 | 285.15 | 292.9982 | 53.1 | 23.9 | 0 | 1624
0.08385 | 7 | 0.077 | 17.5 | 0.5 | 67000 | 879000 | 944000 | 285.15 | 293.5835 | 53.1 | 23.9 | 0 | 2013
0.08385 | 7 | 0.077 | 17.5 | 0.6 | 83000 | 1055000 | 1135000 | 285.15 | 294.1768 | 53.1 | 23.9 | 0 | 2482
0.08385 | 7 | 0.077 | 17.5 | 0.7 | 103000 | 1231000 | 1330000 | 285.15 | 294.7831 | 53.1 | 23.9 | 0 | 3079
0.08385 | 7 | 0.077 | 17.5 | 0.8 | 125000 | 1406000 | 1528000 | 285.15 | 295.3981 | 53.1 | 23.9 | 0 | 3764
0.08385 | 7 | 0.077 | 17.5 | 0.9 | 152000 | 1582000 | 1729000 | 285.15 | 296.0234 | 53.1 | 23.9 | 0 | 4551
0.08385 | 7 | 0.077 | 17.5 | 1 | 182000 | 1758000 | 1935000 | 285.15 | 296.6613 | 53.1 | 23.9 | 0 | 5462
0.08385 | 7 | 0.077 | 18 | 0.15 | 31000 | 264000 | 294000 | 285.15 | 292.064 | 53.1 | 23.9 | 0 | 940
0.08385 | 7 | 0.077 | 18 | 0.2 | 36000 | 352000 | 387000 | 285.15 | 292.3516 | 53.1 | 23.9 | 0 | 1084
0.08385 | 7 | 0.077 | 18 | 0.3 | 44000 | 527000 | 571000 | 285.15 | 292.9231 | 53.1 | 23.9 | 0 | 1334
0.08385 | 7 | 0.077 | 18 | 0.4 | 56000 | 703000 | 758000 | 285.15 | 293.5045 | 53.1 | 23.9 | 0 | 1682
0.08385 | 7 | 0.077 | 18 | 0.5 | 69000 | 879000 | 946000 | 285.15 | 294.0909 | 53.1 | 23.9 | 0 | 2081
0.08385 | 7 | 0.077 | 18 | 0.6 | 85000 | 1055000 | 1138000 | 285.15 | 294.6854 | 53.1 | 23.9 | 0 | 2560
0.08385 | 7 | 0.077 | 18 | 0.7 | 106000 | 1231000 | 1333000 | 285.15 | 295.2926 | 53.1 | 23.9 | 0 | 3166
0.08385 | 7 | 0.077 | 18 | 0.8 | 129000 | 1406000 | 1531000 | 285.15 | 295.9084 | 53.1 | 23.9 | 0 | 3857
0.08385 | 7 | 0.077 | 18 | 0.9 | 155000 | 1582000 | 1733000 | 285.15 | 296.5348 | 53.1 | 23.9 | 0 | 4654
0.08385 | 7 | 0.077 | 18 | 1 | 186000 | 1758000 | 1939000 | 285.15 | 297.1754 | 53.1 | 23.9 | 0 | 5592
0.08385 | 7 | 0.077 | 21 | 0.15 | 38000 | 264000 | 301000 | 285.15 | 295.0866 | 53.1 | 23.9 | 0 | 1155
0.08385 | 7 | 0.077 | 21 | 0.2 | 45000 | 352000 | 395000 | 285.15 | 295.3787 | 53.1 | 23.9 | 0 | 1340
0.08385 | 7 | 0.077 | 21 | 0.3 | 59000 | 527000 | 584000 | 285.15 | 295.9675 | 53.1 | 23.9 | 0 | 1756
0.08385 | 7 | 0.077 | 21 | 0.4 | 69000 | 703000 | 770000 | 285.15 | 296.5447 | 53.1 | 23.9 | 0 | 2056
0.08385 | 7 | 0.077 | 21 | 0.5 | 84000 | 879000 | 961000 | 285.15 | 297.1384 | 53.1 | 23.9 | 0 | 2521
0.08385 | 7 | 0.077 | 21 | 0.6 | 102000 | 1055000 | 1154000 | 285.15 | 297.7393 | 53.1 | 23.9 | 0 | 3057
0.08385 | 7 | 0.077 | 21 | 0.7 | 124000 | 1231000 | 1351000 | 285.15 | 298.3526 | 53.1 | 23.9 | 0 | 3717
0.08385 | 7 | 0.077 | 21 | 0.8 | 149000 | 1406000 | 1550000 | 285.15 | 298.974 | 53.1 | 23.9 | 0 | 4456
0.08385 | 7 | 0.077 | 21 | 0.9 | 177000 | 1582000 | 1754000 | 285.15 | 299.6079 | 53.1 | 23.9 | 0 | 5321
0.08385 | 7 | 0.077 | 21 | 1 | 210000 | 1758000 | 1961000 | 285.15 | 300.2527 | 53.1 | 23.9 | 0 | 6294
0.08385 | 7 | 0.077 | 24 | 0.15 | 46000 | 264000 | 309000 | 285.15 | 298.1117 | 53.1 | 23.9 | 0 | 1394
0.08385 | 7 | 0.077 | 24 | 0.2 | 54000 | 352000 | 404000 | 285.15 | 298.4083 | 53.1 | 23.9 | 0 | 1621
0.08385 | 7 | 0.077 | 24 | 0.3 | 69000 | 527000 | 594000 | 285.15 | 299.0009 | 53.1 | 23.9 | 0 | 2068
0.08385 | 7 | 0.077 | 24 | 0.4 | 86000 | 703000 | 787000 | 285.15 | 299.6005 | 53.1 | 23.9 | 0 | 2585
0.08385 | 7 | 0.077 | 24 | 0.5 | 100000 | 879000 | 976000 | 285.15 | 300.1906 | 53.1 | 23.9 | 0 | 3008
0.08385 | 7 | 0.077 | 24 | 0.6 | 120000 | 1055000 | 1171000 | 285.15 | 300.7979 | 53.1 | 23.9 | 0 | 3601
0.08385 | 7 | 0.077 | 24 | 0.7 | 144000 | 1231000 | 1370000 | 285.15 | 301.4164 | 53.1 | 23.9 | 0 | 4305
0.08385 | 7 | 0.077 | 24 | 0.8 | 171000 | 1406000 | 1572000 | 285.15 | 302.0474 | 53.1 | 23.9 | 0 | 5134
0.08385 | 7 | 0.077 | 24 | 0.9 | 201000 | 1582000 | 1778000 | 285.15 | 302.6864 | 53.1 | 23.9 | 0 | 6042
0.08385 | 7 | 0.077 | 24 | 1 | 236000 | 1758000 | 1987000 | 285.15 | 303.3389 | 53.1 | 23.9 | 0 | 7084
0.08385 | 7 | 0.077 | 27 | 0.15 | 55000 | 264000 | 317000 | 285.15 | 301.1389 | 53.1 | 23.9 | 0 | 1654
0.08385 | 7 | 0.077 | 27 | 0.2 | 64000 | 352000 | 414000 | 285.15 | 301.4407 | 53.1 | 23.9 | 0 | 1929
0.08385 | 7 | 0.077 | 27 | 0.3 | 82000 | 527000 | 607000 | 285.15 | 302.0423 | 53.1 | 23.9 | 0 | 2459
0.08385 | 7 | 0.077 | 27 | 0.4 | 102000 | 703000 | 802000 | 285.15 | 302.6514 | 53.1 | 23.9 | 0 | 3064
0.08385 | 7 | 0.077 | 27 | 0.5 | 119000 | 879000 | 995000 | 285.15 | 303.2509 | 53.1 | 23.9 | 0 | 3575
0.08385 | 7 | 0.077 | 27 | 0.6 | 140000 | 1055000 | 1191000 | 285.15 | 303.8621 | 53.1 | 23.9 | 0 | 4200
0.08385 | 7 | 0.077 | 27 | 0.7 | 165000 | 1231000 | 1391000 | 285.15 | 304.4872 | 53.1 | 23.9 | 0 | 4963
0.08385 | 7 | 0.077 | 27 | 0.8 | 195000 | 1406000 | 1595000 | 285.15 | 305.1237 | 53.1 | 23.9 | 0 | 5841
0.08385 | 7 | 0.077 | 27 | 0.9 | 228000 | 1582000 | 1803000 | 285.15 | 305.772 | 53.1 | 23.9 | 0 | 6834
0.08385 | 7 | 0.077 | 27 | 1 | 265000 | 1758000 | 2015000 | 285.15 | 306.4339 | 53.1 | 23.9 | 0 | 7963
0.08385 | 7 | 0.077 | 30 | 0.15 | 64000 | 264000 | 326000 | 285.15 | 304.1668 | 53.1 | 23.9 | 0 | 1920
0.08385 | 7 | 0.077 | 30 | 0.2 | 75000 | 352000 | 424000 | 285.15 | 304.474 | 53.1 | 23.9 | 0 | 2246
0.08385 | 7 | 0.077 | 30 | 0.3 | 96000 | 527000 | 620000 | 285.15 | 305.0852 | 53.1 | 23.9 | 0 | 2865
0.08385 | 7 | 0.077 | 30 | 0.4 | 117000 | 703000 | 816000 | 285.15 | 305.6974 | 53.1 | 23.9 | 0 | 3495
0.08385 | 7 | 0.077 | 30 | 0.5 | 141000 | 879000 | 1016000 | 285.15 | 306.32 | 53.1 | 23.9 | 0 | 4227
0.08385 | 7 | 0.077 | 30 | 0.6 | 162000 | 1055000 | 1212000 | 285.15 | 306.9324 | 53.1 | 23.9 | 0 | 4859
0.08385 | 7 | 0.077 | 30 | 0.7 | 189000 | 1231000 | 1414000 | 285.15 | 307.5636 | 53.1 | 23.9 | 0 | 5676
0.08385 | 7 | 0.077 | 30 | 0.8 | 220000 | 1406000 | 1620000 | 285.15 | 308.2047 | 53.1 | 23.9 | 0 | 6593
0.08385 | 7 | 0.077 | 30 | 0.9 | 257000 | 1582000 | 1831000 | 285.15 | 308.8649 | 53.1 | 23.9 | 0 | 7697
0.08385 | 7 | 0.077 | 30 | 1 | 296000 | 1758000 | 2045000 | 285.15 | 309.5319 | 53.1 | 23.9 | 0 | 8870
0.08385 | 7 | 0.09437 | 10.5 | 0.15 | Null | Null | Null | Null | Null | Null | Null | Null | Null
0.08385 | 7 | 0.09437 | 10.5 | 0.2 | Null | Null | Null | Null | Null | Null | Null | Null | Null
0.08385 | 7 | 0.09437 | 10.5 | 0.3 | Null | Null | Null | Null | Null | Null | Null | Null | Null
0.08385 | 7 | 0.09437 | 10.5 | 0.4 | Null | Null | Null | Null | Null | Null | Null | Null | Null
0.08385 | 7 | 0.09437 | 10.5 | 0.5 | Null | Null | Null | Null | Null | Null | Null | Null | Null
0.08385 | 7 | 0.09437 | 10.5 | 0.6 | Null | Null | Null | Null | Null | Null | Null | Null | Null
0.08385 | 7 | 0.09437 | 10.5 | 0.7 | Null | Null | Null | Null | Null | Null | Null | Null | Null
0.08385 | 7 | 0.09437 | 10.5 | 0.8 | Null | Null | Null | Null | Null | Null | Null | Null | Null
0.08385 | 7 | 0.09437 | 10.5 | 0.9 | Null | Null | Null | Null | Null | Null | Null | Null | Null
0.08385 | 7 | 0.09437 | 10.5 | 1 | Null | Null | Null | Null | Null | Null | Null | Null | Null
0.08385 | 7 | 0.09437 | 11 | 0.15 | Null | Null | Null | Null | Null | Null | Null | Null | Null
0.08385 | 7 | 0.09437 | 11 | 0.2 | Null | Null | Null | Null | Null | Null | Null | Null | Null
0.08385 | 7 | 0.09437 | 11 | 0.3 | Null | Null | Null | Null | Null | Null | Null | Null | Null
0.08385 | 7 | 0.09437 | 11 | 0.4 | Null | Null | Null | Null | Null | Null | Null | Null | Null
0.08385 | 7 | 0.09437 | 11 | 0.5 | Null | Null | Null | Null | Null | Null | Null | Null | Null
0.08385 | 7 | 0.09437 | 11 | 0.6 | Null | Null | Null | Null | Null | Null | Null | Null | Null
0.08385 | 7 | 0.09437 | 11 | 0.7 | Null | Null | Null | Null | Null | Null | Null | Null | Null
0.08385 | 7 | 0.09437 | 11 | 0.8 | Null | Null | Null | Null | Null | Null | Null | Null | Null
0.08385 | 7 | 0.09437 | 11 | 0.9 | Null | Null | Null | Null | Null | Null | Null | Null | Null
0.08385 | 7 | 0.09437 | 11 | 1 | Null | Null | Null | Null | Null | Null | Null | Null | Null
0.08385 | 7 | 0.09437 | 11.5 | 0.15 | Null | Null | Null | Null | Null | Null | Null | Null | Null
0.08385 | 7 | 0.09437 | 11.5 | 0.2 | Null | Null | Null | Null | Null | Null | Null | Null | Null
0.08385 | 7 | 0.09437 | 11.5 | 0.3 | Null | Null | Null | Null | Null | Null | Null | Null | Null
0.08385 | 7 | 0.09437 | 11.5 | 0.4 | Null | Null | Null | Null | Null | Null | Null | Null | Null
0.08385 | 7 | 0.09437 | 11.5 | 0.5 | Null | Null | Null | Null | Null | Null | Null | Null | Null
0.08385 | 7 | 0.09437 | 11.5 | 0.6 | Null | Null | Null | Null | Null | Null | Null | Null | Null
0.08385 | 7 | 0.09437 | 11.5 | 0.7 | Null | Null | Null | Null | Null | Null | Null | Null | Null
0.08385 | 7 | 0.09437 | 11.5 | 0.8 | Null | Null | Null | Null | Null | Null | Null | Null | Null
0.08385 | 7 | 0.09437 | 11.5 | 0.9 | Null | Null | Null | Null | Null | Null | Null | Null | Null
0.08385 | 7 | 0.09437 | 11.5 | 1 | Null | Null | Null | Null | Null | Null | Null | Null | Null
0.08385 | 7 | 0.09437 | 12 | 0.15 | Null | Null | Null | Null | Null | Null | Null | Null | Null
0.08385 | 7 | 0.09437 | 12 | 0.2 | Null | Null | Null | Null | Null | Null | Null | Null | Null
0.08385 | 7 | 0.09437 | 12 | 0.3 | Null | Null | Null | Null | Null | Null | Null | Null | Null
0.08385 | 7 | 0.09437 | 12 | 0.4 | Null | Null | Null | Null | Null | Null | Null | Null | Null
0.08385 | 7 | 0.09437 | 12 | 0.5 | Null | Null | Null | Null | Null | Null | Null | Null | Null
0.08385 | 7 | 0.09437 | 12 | 0.6 | Null | Null | Null | Null | Null | Null | Null | Null | Null
0.08385 | 7 | 0.09437 | 12 | 0.7 | Null | Null | Null | Null | Null | Null | Null | Null | Null
0.08385 | 7 | 0.09437 | 12 | 0.8 | Null | Null | Null | Null | Null | Null | Null | Null | Null
0.08385 | 7 | 0.09437 | 12 | 0.9 | Null | Null | Null | Null | Null | Null | Null | Null | Null
0.08385 | 7 | 0.09437 | 12 | 1 | Null | Null | Null | Null | Null | Null | Null | Null | Null
0.08385 | 7 | 0.09437 | 12.5 | 0.15 | Null | Null | Null | Null | Null | Null | Null | Null | Null
0.08385 | 7 | 0.09437 | 12.5 | 0.2 | Null | Null | Null | Null | Null | Null | Null | Null | Null
0.08385 | 7 | 0.09437 | 12.5 | 0.3 | Null | Null | Null | Null | Null | Null | Null | Null | Null
0.08385 | 7 | 0.09437 | 12.5 | 0.4 | Null | Null | Null | Null | Null | Null | Null | Null | Null
0.08385 | 7 | 0.09437 | 12.5 | 0.5 | Null | Null | Null | Null | Null | Null | Null | Null | Null
0.08385 | 7 | 0.09437 | 12.5 | 0.6 | Null | Null | Null | Null | Null | Null | Null | Null | Null
0.08385 | 7 | 0.09437 | 12.5 | 0.7 | Null | Null | Null | Null | Null | Null | Null | Null | Null
0.08385 | 7 | 0.09437 | 12.5 | 0.8 | Null | Null | Null | Null | Null | Null | Null | Null | Null
0.08385 | 7 | 0.09437 | 12.5 | 0.9 | Null | Null | Null | Null | Null | Null | Null | Null | Null
0.08385 | 7 | 0.09437 | 12.5 | 1 | Null | Null | Null | Null | Null | Null | Null | Null | Null
0.08385 | 7 | 0.09437 | 13 | 0.15 | Null | Null | Null | Null | Null | Null | Null | Null | Null
0.08385 | 7 | 0.09437 | 13 | 0.2 | Null | Null | Null | Null | Null | Null | Null | Null | Null
0.08385 | 7 | 0.09437 | 13 | 0.3 | Null | Null | Null | Null | Null | Null | Null | Null | Null
0.08385 | 7 | 0.09437 | 13 | 0.4 | Null | Null | Null | Null | Null | Null | Null | Null | Null
0.08385 | 7 | 0.09437 | 13 | 0.5 | Null | Null | Null | Null | Null | Null | Null | Null | Null
0.08385 | 7 | 0.09437 | 13 | 0.6 | Null | Null | Null | Null | Null | Null | Null | Null | Null
0.08385 | 7 | 0.09437 | 13 | 0.7 | Null | Null | Null | Null | Null | Null | Null | Null | Null
0.08385 | 7 | 0.09437 | 13 | 0.8 | Null | Null | Null | Null | Null | Null | Null | Null | Null
0.08385 | 7 | 0.09437 | 13 | 0.9 | Null | Null | Null | Null | Null | Null | Null | Null | Null
0.08385 | 7 | 0.09437 | 13 | 1 | Null | Null | Null | Null | Null | Null | Null | Null | Null
0.08385 | 7 | 0.09437 | 13.5 | 0.15 | Null | Null | Null | Null | Null | Null | Null | Null | Null
0.08385 | 7 | 0.09437 | 13.5 | 0.2 | Null | Null | Null | Null | Null | Null | Null | Null | Null
0.08385 | 7 | 0.09437 | 13.5 | 0.3 | Null | Null | Null | Null | Null | Null | Null | Null | Null
0.08385 | 7 | 0.09437 | 13.5 | 0.4 | Null | Null | Null | Null | Null | Null | Null | Null | Null
0.08385 | 7 | 0.09437 | 13.5 | 0.5 | Null | Null | Null | Null | Null | Null | Null | Null | Null
0.08385 | 7 | 0.09437 | 13.5 | 0.6 | Null | Null | Null | Null | Null | Null | Null | Null | Null
0.08385 | 7 | 0.09437 | 13.5 | 0.7 | Null | Null | Null | Null | Null | Null | Null | Null | Null
0.08385 | 7 | 0.09437 | 13.5 | 0.8 | Null | Null | Null | Null | Null | Null | Null | Null | Null
0.08385 | 7 | 0.09437 | 13.5 | 0.9 | Null | Null | Null | Null | Null | Null | Null | Null | Null
0.08385 | 7 | 0.09437 | 13.5 | 1 | Null | Null | Null | Null | Null | Null | Null | Null | Null
0.08385 | 7 | 0.09437 | 14 | 0.15 | Null | Null | Null | Null | Null | Null | Null | Null | Null
0.08385 | 7 | 0.09437 | 14 | 0.2 | Null | Null | Null | Null | Null | Null | Null | Null | Null
0.08385 | 7 | 0.09437 | 14 | 0.3 | Null | Null | Null | Null | Null | Null | Null | Null | Null
0.08385 | 7 | 0.09437 | 14 | 0.4 | Null | Null | Null | Null | Null | Null | Null | Null | Null
0.08385 | 7 | 0.09437 | 14 | 0.5 | Null | Null | Null | Null | Null | Null | Null | Null | Null
0.08385 | 7 | 0.09437 | 14 | 0.6 | Null | Null | Null | Null | Null | Null | Null | Null | Null
0.08385 | 7 | 0.09437 | 14 | 0.7 | Null | Null | Null | Null | Null | Null | Null | Null | Null
0.08385 | 7 | 0.09437 | 14 | 0.8 | Null | Null | Null | Null | Null | Null | Null | Null | Null
0.08385 | 7 | 0.09437 | 14 | 0.9 | Null | Null | Null | Null | Null | Null | Null | Null | Null
0.08385 | 7 | 0.09437 | 14 | 1 | Null | Null | Null | Null | Null | Null | Null | Null | Null
0.08385 | 7 | 0.09437 | 14.5 | 0.15 | Null | Null | Null | Null | Null | Null | Null | Null | Null
0.08385 | 7 | 0.09437 | 14.5 | 0.2 | Null | Null | Null | Null | Null | Null | Null | Null | Null
0.08385 | 7 | 0.09437 | 14.5 | 0.3 | Null | Null | Null | Null | Null | Null | Null | Null | Null
0.08385 | 7 | 0.09437 | 14.5 | 0.4 | Null | Null | Null | Null | Null | Null | Null | Null | Null
0.08385 | 7 | 0.09437 | 14.5 | 0.5 | Null | Null | Null | Null | Null | Null | Null | Null | Null
0.08385 | 7 | 0.09437 | 14.5 | 0.6 | Null | Null | Null | Null | Null | Null | Null | Null | Null
0.08385 | 7 | 0.09437 | 14.5 | 0.7 | Null | Null | Null | Null | Null | Null | Null | Null | Null
0.08385 | 7 | 0.09437 | 14.5 | 0.8 | Null | Null | Null | Null | Null | Null | Null | Null | Null
0.08385 | 7 | 0.09437 | 14.5 | 0.9 | Null | Null | Null | Null | Null | Null | Null | Null | Null
0.08385 | 7 | 0.09437 | 14.5 | 1 | Null | Null | Null | Null | Null | Null | Null | Null | Null
0.08385 | 7 | 0.09437 | 15 | 0.15 | Null | Null | Null | Null | Null | Null | Null | Null | Null
0.08385 | 7 | 0.09437 | 15 | 0.2 | Null | Null | Null | Null | Null | Null | Null | Null | Null
0.08385 | 7 | 0.09437 | 15 | 0.3 | Null | Null | Null | Null | Null | Null | Null | Null | Null
0.08385 | 7 | 0.09437 | 15 | 0.4 | Null | Null | Null | Null | Null | Null | Null | Null | Null
0.08385 | 7 | 0.09437 | 15 | 0.5 | Null | Null | Null | Null | Null | Null | Null | Null | Null
0.08385 | 7 | 0.09437 | 15 | 0.6 | Null | Null | Null | Null | Null | Null | Null | Null | Null
0.08385 | 7 | 0.09437 | 15 | 0.7 | Null | Null | Null | Null | Null | Null | Null | Null | Null
0.08385 | 7 | 0.09437 | 15 | 0.8 | Null | Null | Null | Null | Null | Null | Null | Null | Null
0.08385 | 7 | 0.09437 | 15 | 0.9 | Null | Null | Null | Null | Null | Null | Null | Null | Null
0.08385 | 7 | 0.09437 | 15 | 1 | Null | Null | Null | Null | Null | Null | Null | Null | Null
0.08385 | 7 | 0.09437 | 15.5 | 0.15 | Null | Null | Null | Null | Null | Null | Null | Null | Null
0.08385 | 7 | 0.09437 | 15.5 | 0.2 | Null | Null | Null | Null | Null | Null | Null | Null | Null
0.08385 | 7 | 0.09437 | 15.5 | 0.3 | Null | Null | Null | Null | Null | Null | Null | Null | Null
0.08385 | 7 | 0.09437 | 15.5 | 0.4 | Null | Null | Null | Null | Null | Null | Null | Null | Null
0.08385 | 7 | 0.09437 | 15.5 | 0.5 | Null | Null | Null | Null | Null | Null | Null | Null | Null
0.08385 | 7 | 0.09437 | 15.5 | 0.6 | Null | Null | Null | Null | Null | Null | Null | Null | Null
0.08385 | 7 | 0.09437 | 15.5 | 0.7 | Null | Null | Null | Null | Null | Null | Null | Null | Null
0.08385 | 7 | 0.09437 | 15.5 | 0.8 | Null | Null | Null | Null | Null | Null | Null | Null | Null
0.08385 | 7 | 0.09437 | 15.5 | 0.9 | Null | Null | Null | Null | Null | Null | Null | Null | Null
0.08385 | 7 | 0.09437 | 15.5 | 1 | Null | Null | Null | Null | Null | Null | Null | Null | Null
0.08385 | 7 | 0.09437 | 16 | 0.15 | Null | Null | Null | Null | Null | Null | Null | Null | Null
0.08385 | 7 | 0.09437 | 16 | 0.2 | Null | Null | Null | Null | Null | Null | Null | Null | Null
0.08385 | 7 | 0.09437 | 16 | 0.3 | Null | Null | Null | Null | Null | Null | Null | Null | Null
0.08385 | 7 | 0.09437 | 16 | 0.4 | Null | Null | Null | Null | Null | Null | Null | Null | Null
0.08385 | 7 | 0.09437 | 16 | 0.5 | Null | Null | Null | Null | Null | Null | Null | Null | Null
0.08385 | 7 | 0.09437 | 16 | 0.6 | Null | Null | Null | Null | Null | Null | Null | Null | Null
0.08385 | 7 | 0.09437 | 16 | 0.7 | Null | Null | Null | Null | Null | Null | Null | Null | Null
0.08385 | 7 | 0.09437 | 16 | 0.8 | Null | Null | Null | Null | Null | Null | Null | Null | Null
0.08385 | 7 | 0.09437 | 16 | 0.9 | Null | Null | Null | Null | Null | Null | Null | Null | Null
0.08385 | 7 | 0.09437 | 16 | 1 | Null | Null | Null | Null | Null | Null | Null | Null | Null
0.08385 | 7 | 0.09437 | 16.5 | 0.15 | Null | Null | Null | Null | Null | Null | Null | Null | Null
0.08385 | 7 | 0.09437 | 16.5 | 0.2 | Null | Null | Null | Null | Null | Null | Null | Null | Null
0.08385 | 7 | 0.09437 | 16.5 | 0.3 | Null | Null | Null | Null | Null | Null | Null | Null | Null
0.08385 | 7 | 0.09437 | 16.5 | 0.4 | Null | Null | Null | Null | Null | Null | Null | Null | Null
0.08385 | 7 | 0.09437 | 16.5 | 0.5 | Null | Null | Null | Null | Null | Null | Null | Null | Null
0.08385 | 7 | 0.09437 | 16.5 | 0.6 | Null | Null | Null | Null | Null | Null | Null | Null | Null
0.08385 | 7 | 0.09437 | 16.5 | 0.7 | Null | Null | Null | Null | Null | Null | Null | Null | Null
0.08385 | 7 | 0.09437 | 16.5 | 0.8 | Null | Null | Null | Null | Null | Null | Null | Null | Null
0.08385 | 7 | 0.09437 | 16.5 | 0.9 | Null | Null | Null | Null | Null | Null | Null | Null | Null
0.08385 | 7 | 0.09437 | 16.5 | 1 | Null | Null | Null | Null | Null | Null | Null | Null | Null
0.08385 | 7 | 0.09437 | 17 | 0.15 | Null | Null | Null | Null | Null | Null | Null | Null | Null
0.08385 | 7 | 0.09437 | 17 | 0.2 | Null | Null | Null | Null | Null | Null | Null | Null | Null
0.08385 | 7 | 0.09437 | 17 | 0.3 | Null | Null | Null | Null | Null | Null | Null | Null | Null
0.08385 | 7 | 0.09437 | 17 | 0.4 | Null | Null | Null | Null | Null | Null | Null | Null | Null
0.08385 | 7 | 0.09437 | 17 | 0.5 | Null | Null | Null | Null | Null | Null | Null | Null | Null
0.08385 | 7 | 0.09437 | 17 | 0.6 | Null | Null | Null | Null | Null | Null | Null | Null | Null
0.08385 | 7 | 0.09437 | 17 | 0.7 | Null | Null | Null | Null | Null | Null | Null | Null | Null
0.08385 | 7 | 0.09437 | 17 | 0.8 | Null | Null | Null | Null | Null | Null | Null | Null | Null
0.08385 | 7 | 0.09437 | 17 | 0.9 | Null | Null | Null | Null | Null | Null | Null | Null | Null
0.08385 | 7 | 0.09437 | 17 | 1 | Null | Null | Null | Null | Null | Null | Null | Null | Null
0.08385 | 7 | 0.09437 | 17.5 | 0.15 | Null | Null | Null | Null | Null | Null | Null | Null | Null
0.08385 | 7 | 0.09437 | 17.5 | 0.2 | Null | Null | Null | Null | Null | Null | Null | Null | Null
0.08385 | 7 | 0.09437 | 17.5 | 0.3 | Null | Null | Null | Null | Null | Null | Null | Null | Null
0.08385 | 7 | 0.09437 | 17.5 | 0.4 | Null | Null | Null | Null | Null | Null | Null | Null | Null
0.08385 | 7 | 0.09437 | 17.5 | 0.5 | Null | Null | Null | Null | Null | Null | Null | Null | Null
0.08385 | 7 | 0.09437 | 17.5 | 0.6 | Null | Null | Null | Null | Null | Null | Null | Null | Null
0.08385 | 7 | 0.09437 | 17.5 | 0.7 | Null | Null | Null | Null | Null | Null | Null | Null | Null
0.08385 | 7 | 0.09437 | 17.5 | 0.8 | Null | Null | Null | Null | Null | Null | Null | Null | Null
0.08385 | 7 | 0.09437 | 17.5 | 0.9 | Null | Null | Null | Null | Null | Null | Null | Null | Null
0.08385 | 7 | 0.09437 | 17.5 | 1 | Null | Null | Null | Null | Null | Null | Null | Null | Null
0.08385 | 7 | 0.09437 | 18 | 0.15 | Null | Null | Null | Null | Null | Null | Null | Null | Null
0.08385 | 7 | 0.09437 | 18 | 0.2 | Null | Null | Null | Null | Null | Null | Null | Null | Null
0.08385 | 7 | 0.09437 | 18 | 0.3 | Null | Null | Null | Null | Null | Null | Null | Null | Null
0.08385 | 7 | 0.09437 | 18 | 0.4 | Null | Null | Null | Null | Null | Null | Null | Null | Null
0.08385 | 7 | 0.09437 | 18 | 0.5 | Null | Null | Null | Null | Null | Null | Null | Null | Null
0.08385 | 7 | 0.09437 | 18 | 0.6 | Null | Null | Null | Null | Null | Null | Null | Null | Null
0.08385 | 7 | 0.09437 | 18 | 0.7 | Null | Null | Null | Null | Null | Null | Null | Null | Null
0.08385 | 7 | 0.09437 | 18 | 0.8 | Null | Null | Null | Null | Null | Null | Null | Null | Null
0.08385 | 7 | 0.09437 | 18 | 0.9 | Null | Null | Null | Null | Null | Null | Null | Null | Null
0.08385 | 7 | 0.09437 | 18 | 1 | Null | Null | Null | Null | Null | Null | Null | Null | Null
0.08385 | 7 | 0.09437 | 21 | 0.15 | Null | Null | Null | Null | Null | Null | Null | Null | Null
0.08385 | 7 | 0.09437 | 21 | 0.2 | Null | Null | Null | Null | Null | Null | Null | Null | Null
0.08385 | 7 | 0.09437 | 21 | 0.3 | Null | Null | Null | Null | Null | Null | Null | Null | Null
0.08385 | 7 | 0.09437 | 21 | 0.4 | Null | Null | Null | Null | Null | Null | Null | Null | Null
0.08385 | 7 | 0.09437 | 21 | 0.5 | Null | Null | Null | Null | Null | Null | Null | Null | Null
0.08385 | 7 | 0.09437 | 21 | 0.6 | Null | Null | Null | Null | Null | Null | Null | Null | Null
0.08385 | 7 | 0.09437 | 21 | 0.7 | Null | Null | Null | Null | Null | Null | Null | Null | Null
0.08385 | 7 | 0.09437 | 21 | 0.8 | Null | Null | Null | Null | Null | Null | Null | Null | Null
0.08385 | 7 | 0.09437 | 21 | 0.9 | Null | Null | Null | Null | Null | Null | Null | Null | Null
0.08385 | 7 | 0.09437 | 21 | 1 | Null | Null | Null | Null | Null | Null | Null | Null | Null
0.08385 | 7 | 0.09437 | 24 | 0.15 | Null | Null | Null | Null | Null | Null | Null | Null | Null
0.08385 | 7 | 0.09437 | 24 | 0.2 | Null | Null | Null | Null | Null | Null | Null | Null | Null
0.08385 | 7 | 0.09437 | 24 | 0.3 | Null | Null | Null | Null | Null | Null | Null | Null | Null
0.08385 | 7 | 0.09437 | 24 | 0.4 | Null | Null | Null | Null | Null | Null | Null | Null | Null
0.08385 | 7 | 0.09437 | 24 | 0.5 | Null | Null | Null | Null | Null | Null | Null | Null | Null
0.08385 | 7 | 0.09437 | 24 | 0.6 | Null | Null | Null | Null | Null | Null | Null | Null | Null
0.08385 | 7 | 0.09437 | 24 | 0.7 | Null | Null | Null | Null | Null | Null | Null | Null | Null
0.08385 | 7 | 0.09437 | 24 | 0.8 | Null | Null | Null | Null | Null | Null | Null | Null | Null
0.08385 | 7 | 0.09437 | 24 | 0.9 | Null | Null | Null | Null | Null | Null | Null | Null | Null
0.08385 | 7 | 0.09437 | 24 | 1 | Null | Null | Null | Null | Null | Null | Null | Null | Null
0.08385 | 7 | 0.09437 | 27 | 0.15 | Null | Null | Null | Null | Null | Null | Null | Null | Null
0.08385 | 7 | 0.09437 | 27 | 0.2 | Null | Null | Null | Null | Null | Null | Null | Null | Null
0.08385 | 7 | 0.09437 | 27 | 0.3 | Null | Null | Null | Null | Null | Null | Null | Null | Null
0.08385 | 7 | 0.09437 | 27 | 0.4 | Null | Null | Null | Null | Null | Null | Null | Null | Null
0.08385 | 7 | 0.09437 | 27 | 0.5 | Null | Null | Null | Null | Null | Null | Null | Null | Null
0.08385 | 7 | 0.09437 | 27 | 0.6 | Null | Null | Null | Null | Null | Null | Null | Null | Null
0.08385 | 7 | 0.09437 | 27 | 0.7 | Null | Null | Null | Null | Null | Null | Null | Null | Null
0.08385 | 7 | 0.09437 | 27 | 0.8 | Null | Null | Null | Null | Null | Null | Null | Null | Null
0.08385 | 7 | 0.09437 | 27 | 0.9 | Null | Null | Null | Null | Null | Null | Null | Null | Null
0.08385 | 7 | 0.09437 | 27 | 1 | Null | Null | Null | Null | Null | Null | Null | Null | Null
0.08385 | 7 | 0.09437 | 30 | 0.15 | Null | Null | Null | Null | Null | Null | Null | Null | Null
0.08385 | 7 | 0.09437 | 30 | 0.2 | Null | Null | Null | Null | Null | Null | Null | Null | Null
0.08385 | 7 | 0.09437 | 30 | 0.3 | Null | Null | Null | Null | Null | Null | Null | Null | Null
0.08385 | 7 | 0.09437 | 30 | 0.4 | Null | Null | Null | Null | Null | Null | Null | Null | Null
0.08385 | 7 | 0.09437 | 30 | 0.5 | Null | Null | Null | Null | Null | Null | Null | Null | Null
0.08385 | 7 | 0.09437 | 30 | 0.6 | Null | Null | Null | Null | Null | Null | Null | Null | Null
0.08385 | 7 | 0.09437 | 30 | 0.7 | Null | Null | Null | Null | Null | Null | Null | Null | Null
0.08385 | 7 | 0.09437 | 30 | 0.8 | Null | Null | Null | Null | Null | Null | Null | Null | Null
0.08385 | 7 | 0.09437 | 30 | 0.9 | Null | Null | Null | Null | Null | Null | Null | Null | Null
0.08385 | 7 | 0.09437 | 30 | 1 | Null | Null | Null | Null | Null | Null | Null | Null | Null
0.08385 | 7 | 0.09644 | 10.5 | 0.15 | Null | Null | Null | Null | Null | Null | Null | Null | Null
0.08385 | 7 | 0.09644 | 10.5 | 0.2 | Null | Null | Null | Null | Null | Null | Null | Null | Null
0.08385 | 7 | 0.09644 | 10.5 | 0.3 | Null | Null | Null | Null | Null | Null | Null | Null | Null
0.08385 | 7 | 0.09644 | 10.5 | 0.4 | Null | Null | Null | Null | Null | Null | Null | Null | Null
0.08385 | 7 | 0.09644 | 10.5 | 0.5 | Null | Null | Null | Null | Null | Null | Null | Null | Null
0.08385 | 7 | 0.09644 | 10.5 | 0.6 | Null | Null | Null | Null | Null | Null | Null | Null | Null
0.08385 | 7 | 0.09644 | 10.5 | 0.7 | Null | Null | Null | Null | Null | Null | Null | Null | Null
0.08385 | 7 | 0.09644 | 10.5 | 0.8 | Null | Null | Null | Null | Null | Null | Null | Null | Null
0.08385 | 7 | 0.09644 | 10.5 | 0.9 | Null | Null | Null | Null | Null | Null | Null | Null | Null
0.08385 | 7 | 0.09644 | 10.5 | 1 | Null | Null | Null | Null | Null | Null | Null | Null | Null
0.08385 | 7 | 0.09644 | 11 | 0.15 | Null | Null | Null | Null | Null | Null | Null | Null | Null
0.08385 | 7 | 0.09644 | 11 | 0.2 | Null | Null | Null | Null | Null | Null | Null | Null | Null
0.08385 | 7 | 0.09644 | 11 | 0.3 | Null | Null | Null | Null | Null | Null | Null | Null | Null
0.08385 | 7 | 0.09644 | 11 | 0.4 | Null | Null | Null | Null | Null | Null | Null | Null | Null
0.08385 | 7 | 0.09644 | 11 | 0.5 | Null | Null | Null | Null | Null | Null | Null | Null | Null
0.08385 | 7 | 0.09644 | 11 | 0.6 | Null | Null | Null | Null | Null | Null | Null | Null | Null
0.08385 | 7 | 0.09644 | 11 | 0.7 | Null | Null | Null | Null | Null | Null | Null | Null | Null
0.08385 | 7 | 0.09644 | 11 | 0.8 | Null | Null | Null | Null | Null | Null | Null | Null | Null
0.08385 | 7 | 0.09644 | 11 | 0.9 | Null | Null | Null | Null | Null | Null | Null | Null | Null
0.08385 | 7 | 0.09644 | 11 | 1 | Null | Null | Null | Null | Null | Null | Null | Null | Null
0.08385 | 7 | 0.09644 | 11.5 | 0.15 | Null | Null | Null | Null | Null | Null | Null | Null | Null
0.08385 | 7 | 0.09644 | 11.5 | 0.2 | Null | Null | Null | Null | Null | Null | Null | Null | Null
0.08385 | 7 | 0.09644 | 11.5 | 0.3 | Null | Null | Null | Null | Null | Null | Null | Null | Null
0.08385 | 7 | 0.09644 | 11.5 | 0.4 | Null | Null | Null | Null | Null | Null | Null | Null | Null
0.08385 | 7 | 0.09644 | 11.5 | 0.5 | Null | Null | Null | Null | Null | Null | Null | Null | Null
0.08385 | 7 | 0.09644 | 11.5 | 0.6 | Null | Null | Null | Null | Null | Null | Null | Null | Null
0.08385 | 7 | 0.09644 | 11.5 | 0.7 | Null | Null | Null | Null | Null | Null | Null | Null | Null
0.08385 | 7 | 0.09644 | 11.5 | 0.8 | Null | Null | Null | Null | Null | Null | Null | Null | Null
0.08385 | 7 | 0.09644 | 11.5 | 0.9 | Null | Null | Null | Null | Null | Null | Null | Null | Null
0.08385 | 7 | 0.09644 | 11.5 | 1 | Null | Null | Null | Null | Null | Null | Null | Null | Null
0.08385 | 7 | 0.09644 | 12 | 0.15 | Null | Null | Null | Null | Null | Null | Null | Null | Null
0.08385 | 7 | 0.09644 | 12 | 0.2 | Null | Null | Null | Null | Null | Null | Null | Null | Null
0.08385 | 7 | 0.09644 | 12 | 0.3 | Null | Null | Null | Null | Null | Null | Null | Null | Null
0.08385 | 7 | 0.09644 | 12 | 0.4 | Null | Null | Null | Null | Null | Null | Null | Null | Null
0.08385 | 7 | 0.09644 | 12 | 0.5 | Null | Null | Null | Null | Null | Null | Null | Null | Null
0.08385 | 7 | 0.09644 | 12 | 0.6 | Null | Null | Null | Null | Null | Null | Null | Null | Null
0.08385 | 7 | 0.09644 | 12 | 0.7 | Null | Null | Null | Null | Null | Null | Null | Null | Null
0.08385 | 7 | 0.09644 | 12 | 0.8 | Null | Null | Null | Null | Null | Null | Null | Null | Null
0.08385 | 7 | 0.09644 | 12 | 0.9 | Null | Null | Null | Null | Null | Null | Null | Null | Null
0.08385 | 7 | 0.09644 | 12 | 1 | Null | Null | Null | Null | Null | Null | Null | Null | Null
0.08385 | 7 | 0.09644 | 12.5 | 0.15 | Null | Null | Null | Null | Null | Null | Null | Null | Null
0.08385 | 7 | 0.09644 | 12.5 | 0.2 | Null | Null | Null | Null | Null | Null | Null | Null | Null
0.08385 | 7 | 0.09644 | 12.5 | 0.3 | Null | Null | Null | Null | Null | Null | Null | Null | Null
0.08385 | 7 | 0.09644 | 12.5 | 0.4 | Null | Null | Null | Null | Null | Null | Null | Null | Null
0.08385 | 7 | 0.09644 | 12.5 | 0.5 | Null | Null | Null | Null | Null | Null | Null | Null | Null
0.08385 | 7 | 0.09644 | 12.5 | 0.6 | Null | Null | Null | Null | Null | Null | Null | Null | Null
0.08385 | 7 | 0.09644 | 12.5 | 0.7 | Null | Null | Null | Null | Null | Null | Null | Null | Null
0.08385 | 7 | 0.09644 | 12.5 | 0.8 | Null | Null | Null | Null | Null | Null | Null | Null | Null
0.08385 | 7 | 0.09644 | 12.5 | 0.9 | Null | Null | Null | Null | Null | Null | Null | Null | Null
0.08385 | 7 | 0.09644 | 12.5 | 1 | Null | Null | Null | Null | Null | Null | Null | Null | Null
0.08385 | 7 | 0.09644 | 13 | 0.15 | Null | Null | Null | Null | Null | Null | Null | Null | Null
0.08385 | 7 | 0.09644 | 13 | 0.2 | Null | Null | Null | Null | Null | Null | Null | Null | Null
0.08385 | 7 | 0.09644 | 13 | 0.3 | Null | Null | Null | Null | Null | Null | Null | Null | Null
0.08385 | 7 | 0.09644 | 13 | 0.4 | Null | Null | Null | Null | Null | Null | Null | Null | Null
0.08385 | 7 | 0.09644 | 13 | 0.5 | Null | Null | Null | Null | Null | Null | Null | Null | Null
0.08385 | 7 | 0.09644 | 13 | 0.6 | Null | Null | Null | Null | Null | Null | Null | Null | Null
0.08385 | 7 | 0.09644 | 13 | 0.7 | Null | Null | Null | Null | Null | Null | Null | Null | Null
0.08385 | 7 | 0.09644 | 13 | 0.8 | Null | Null | Null | Null | Null | Null | Null | Null | Null
0.08385 | 7 | 0.09644 | 13 | 0.9 | Null | Null | Null | Null | Null | Null | Null | Null | Null
0.08385 | 7 | 0.09644 | 13 | 1 | Null | Null | Null | Null | Null | Null | Null | Null | Null
0.08385 | 7 | 0.09644 | 13.5 | 0.15 | Null | Null | Null | Null | Null | Null | Null | Null | Null
0.08385 | 7 | 0.09644 | 13.5 | 0.2 | Null | Null | Null | Null | Null | Null | Null | Null | Null
0.08385 | 7 | 0.09644 | 13.5 | 0.3 | Null | Null | Null | Null | Null | Null | Null | Null | Null
0.08385 | 7 | 0.09644 | 13.5 | 0.4 | Null | Null | Null | Null | Null | Null | Null | Null | Null
0.08385 | 7 | 0.09644 | 13.5 | 0.5 | Null | Null | Null | Null | Null | Null | Null | Null | Null
0.08385 | 7 | 0.09644 | 13.5 | 0.6 | Null | Null | Null | Null | Null | Null | Null | Null | Null
0.08385 | 7 | 0.09644 | 13.5 | 0.7 | Null | Null | Null | Null | Null | Null | Null | Null | Null
0.08385 | 7 | 0.09644 | 13.5 | 0.8 | Null | Null | Null | Null | Null | Null | Null | Null | Null
0.08385 | 7 | 0.09644 | 13.5 | 0.9 | Null | Null | Null | Null | Null | Null | Null | Null | Null
0.08385 | 7 | 0.09644 | 13.5 | 1 | Null | Null | Null | Null | Null | Null | Null | Null | Null
0.08385 | 7 | 0.09644 | 14 | 0.15 | Null | Null | Null | Null | Null | Null | Null | Null | Null
0.08385 | 7 | 0.09644 | 14 | 0.2 | Null | Null | Null | Null | Null | Null | Null | Null | Null
0.08385 | 7 | 0.09644 | 14 | 0.3 | Null | Null | Null | Null | Null | Null | Null | Null | Null
0.08385 | 7 | 0.09644 | 14 | 0.4 | Null | Null | Null | Null | Null | Null | Null | Null | Null
0.08385 | 7 | 0.09644 | 14 | 0.5 | Null | Null | Null | Null | Null | Null | Null | Null | Null
0.08385 | 7 | 0.09644 | 14 | 0.6 | Null | Null | Null | Null | Null | Null | Null | Null | Null
0.08385 | 7 | 0.09644 | 14 | 0.7 | Null | Null | Null | Null | Null | Null | Null | Null | Null
0.08385 | 7 | 0.09644 | 14 | 0.8 | Null | Null | Null | Null | Null | Null | Null | Null | Null
0.08385 | 7 | 0.09644 | 14 | 0.9 | Null | Null | Null | Null | Null | Null | Null | Null | Null
0.08385 | 7 | 0.09644 | 14 | 1 | Null | Null | Null | Null | Null | Null | Null | Null | Null
0.08385 | 7 | 0.09644 | 14.5 | 0.15 | Null | Null | Null | Null | Null | Null | Null | Null | Null
0.08385 | 7 | 0.09644 | 14.5 | 0.2 | Null | Null | Null | Null | Null | Null | Null | Null | Null
0.08385 | 7 | 0.09644 | 14.5 | 0.3 | Null | Null | Null | Null | Null | Null | Null | Null | Null
0.08385 | 7 | 0.09644 | 14.5 | 0.4 | Null | Null | Null | Null | Null | Null | Null | Null | Null
0.08385 | 7 | 0.09644 | 14.5 | 0.5 | Null | Null | Null | Null | Null | Null | Null | Null | Null
0.08385 | 7 | 0.09644 | 14.5 | 0.6 | Null | Null | Null | Null | Null | Null | Null | Null | Null
0.08385 | 7 | 0.09644 | 14.5 | 0.7 | Null | Null | Null | Null | Null | Null | Null | Null | Null
0.08385 | 7 | 0.09644 | 14.5 | 0.8 | Null | Null | Null | Null | Null | Null | Null | Null | Null
0.08385 | 7 | 0.09644 | 14.5 | 0.9 | Null | Null | Null | Null | Null | Null | Null | Null | Null
0.08385 | 7 | 0.09644 | 14.5 | 1 | Null | Null | Null | Null | Null | Null | Null | Null | Null
0.08385 | 7 | 0.09644 | 15 | 0.15 | Null | Null | Null | Null | Null | Null | Null | Null | Null
0.08385 | 7 | 0.09644 | 15 | 0.2 | Null | Null | Null | Null | Null | Null | Null | Null | Null
0.08385 | 7 | 0.09644 | 15 | 0.3 | Null | Null | Null | Null | Null | Null | Null | Null | Null
0.08385 | 7 | 0.09644 | 15 | 0.4 | Null | Null | Null | Null | Null | Null | Null | Null | Null
0.08385 | 7 | 0.09644 | 15 | 0.5 | Null | Null | Null | Null | Null | Null | Null | Null | Null
0.08385 | 7 | 0.09644 | 15 | 0.6 | Null | Null | Null | Null | Null | Null | Null | Null | Null
0.08385 | 7 | 0.09644 | 15 | 0.7 | Null | Null | Null | Null | Null | Null | Null | Null | Null
0.08385 | 7 | 0.09644 | 15 | 0.8 | Null | Null | Null | Null | Null | Null | Null | Null | Null
0.08385 | 7 | 0.09644 | 15 | 0.9 | Null | Null | Null | Null | Null | Null | Null | Null | Null
0.08385 | 7 | 0.09644 | 15 | 1 | Null | Null | Null | Null | Null | Null | Null | Null | Null
0.08385 | 7 | 0.09644 | 15.5 | 0.15 | Null | Null | Null | Null | Null | Null | Null | Null | Null
0.08385 | 7 | 0.09644 | 15.5 | 0.2 | Null | Null | Null | Null | Null | Null | Null | Null | Null
0.08385 | 7 | 0.09644 | 15.5 | 0.3 | Null | Null | Null | Null | Null | Null | Null | Null | Null
0.08385 | 7 | 0.09644 | 15.5 | 0.4 | Null | Null | Null | Null | Null | Null | Null | Null | Null
0.08385 | 7 | 0.09644 | 15.5 | 0.5 | Null | Null | Null | Null | Null | Null | Null | Null | Null
0.08385 | 7 | 0.09644 | 15.5 | 0.6 | Null | Null | Null | Null | Null | Null | Null | Null | Null
0.08385 | 7 | 0.09644 | 15.5 | 0.7 | Null | Null | Null | Null | Null | Null | Null | Null | Null
0.08385 | 7 | 0.09644 | 15.5 | 0.8 | Null | Null | Null | Null | Null | Null | Null | Null | Null
0.08385 | 7 | 0.09644 | 15.5 | 0.9 | Null | Null | Null | Null | Null | Null | Null | Null | Null
0.08385 | 7 | 0.09644 | 15.5 | 1 | Null | Null | Null | Null | Null | Null | Null | Null | Null
0.08385 | 7 | 0.09644 | 16 | 0.15 | Null | Null | Null | Null | Null | Null | Null | Null | Null
0.08385 | 7 | 0.09644 | 16 | 0.2 | Null | Null | Null | Null | Null | Null | Null | Null | Null
0.08385 | 7 | 0.09644 | 16 | 0.3 | Null | Null | Null | Null | Null | Null | Null | Null | Null
0.08385 | 7 | 0.09644 | 16 | 0.4 | Null | Null | Null | Null | Null | Null | Null | Null | Null
0.08385 | 7 | 0.09644 | 16 | 0.5 | Null | Null | Null | Null | Null | Null | Null | Null | Null
0.08385 | 7 | 0.09644 | 16 | 0.6 | Null | Null | Null | Null | Null | Null | Null | Null | Null
0.08385 | 7 | 0.09644 | 16 | 0.7 | Null | Null | Null | Null | Null | Null | Null | Null | Null
0.08385 | 7 | 0.09644 | 16 | 0.8 | Null | Null | Null | Null | Null | Null | Null | Null | Null
0.08385 | 7 | 0.09644 | 16 | 0.9 | Null | Null | Null | Null | Null | Null | Null | Null | Null
0.08385 | 7 | 0.09644 | 16 | 1 | Null | Null | Null | Null | Null | Null | Null | Null | Null
0.08385 | 7 | 0.09644 | 16.5 | 0.15 | Null | Null | Null | Null | Null | Null | Null | Null | Null
0.08385 | 7 | 0.09644 | 16.5 | 0.2 | Null | Null | Null | Null | Null | Null | Null | Null | Null
0.08385 | 7 | 0.09644 | 16.5 | 0.3 | Null | Null | Null | Null | Null | Null | Null | Null | Null
0.08385 | 7 | 0.09644 | 16.5 | 0.4 | Null | Null | Null | Null | Null | Null | Null | Null | Null
0.08385 | 7 | 0.09644 | 16.5 | 0.5 | Null | Null | Null | Null | Null | Null | Null | Null | Null
0.08385 | 7 | 0.09644 | 16.5 | 0.6 | Null | Null | Null | Null | Null | Null | Null | Null | Null
0.08385 | 7 | 0.09644 | 16.5 | 0.7 | Null | Null | Null | Null | Null | Null | Null | Null | Null
0.08385 | 7 | 0.09644 | 16.5 | 0.8 | Null | Null | Null | Null | Null | Null | Null | Null | Null
0.08385 | 7 | 0.09644 | 16.5 | 0.9 | Null | Null | Null | Null | Null | Null | Null | Null | Null
0.08385 | 7 | 0.09644 | 16.5 | 1 | Null | Null | Null | Null | Null | Null | Null | Null | Null
0.08385 | 7 | 0.09644 | 17 | 0.15 | Null | Null | Null | Null | Null | Null | Null | Null | Null
0.08385 | 7 | 0.09644 | 17 | 0.2 | Null | Null | Null | Null | Null | Null | Null | Null | Null
0.08385 | 7 | 0.09644 | 17 | 0.3 | Null | Null | Null | Null | Null | Null | Null | Null | Null
0.08385 | 7 | 0.09644 | 17 | 0.4 | Null | Null | Null | Null | Null | Null | Null | Null | Null
0.08385 | 7 | 0.09644 | 17 | 0.5 | Null | Null | Null | Null | Null | Null | Null | Null | Null
0.08385 | 7 | 0.09644 | 17 | 0.6 | Null | Null | Null | Null | Null | Null | Null | Null | Null
0.08385 | 7 | 0.09644 | 17 | 0.7 | Null | Null | Null | Null | Null | Null | Null | Null | Null
0.08385 | 7 | 0.09644 | 17 | 0.8 | Null | Null | Null | Null | Null | Null | Null | Null | Null
0.08385 | 7 | 0.09644 | 17 | 0.9 | Null | Null | Null | Null | Null | Null | Null | Null | Null
0.08385 | 7 | 0.09644 | 17 | 1 | Null | Null | Null | Null | Null | Null | Null | Null | Null
0.08385 | 7 | 0.09644 | 17.5 | 0.15 | Null | Null | Null | Null | Null | Null | Null | Null | Null
0.08385 | 7 | 0.09644 | 17.5 | 0.2 | Null | Null | Null | Null | Null | Null | Null | Null | Null
0.08385 | 7 | 0.09644 | 17.5 | 0.3 | Null | Null | Null | Null | Null | Null | Null | Null | Null
0.08385 | 7 | 0.09644 | 17.5 | 0.4 | Null | Null | Null | Null | Null | Null | Null | Null | Null
0.08385 | 7 | 0.09644 | 17.5 | 0.5 | Null | Null | Null | Null | Null | Null | Null | Null | Null
0.08385 | 7 | 0.09644 | 17.5 | 0.6 | Null | Null | Null | Null | Null | Null | Null | Null | Null
0.08385 | 7 | 0.09644 | 17.5 | 0.7 | Null | Null | Null | Null | Null | Null | Null | Null | Null
0.08385 | 7 | 0.09644 | 17.5 | 0.8 | Null | Null | Null | Null | Null | Null | Null | Null | Null
0.08385 | 7 | 0.09644 | 17.5 | 0.9 | Null | Null | Null | Null | Null | Null | Null | Null | Null
0.08385 | 7 | 0.09644 | 17.5 | 1 | Null | Null | Null | Null | Null | Null | Null | Null | Null
0.08385 | 7 | 0.09644 | 18 | 0.15 | Null | Null | Null | Null | Null | Null | Null | Null | Null
0.08385 | 7 | 0.09644 | 18 | 0.2 | Null | Null | Null | Null | Null | Null | Null | Null | Null
0.08385 | 7 | 0.09644 | 18 | 0.3 | Null | Null | Null | Null | Null | Null | Null | Null | Null
0.08385 | 7 | 0.09644 | 18 | 0.4 | Null | Null | Null | Null | Null | Null | Null | Null | Null
0.08385 | 7 | 0.09644 | 18 | 0.5 | Null | Null | Null | Null | Null | Null | Null | Null | Null
0.08385 | 7 | 0.09644 | 18 | 0.6 | Null | Null | Null | Null | Null | Null | Null | Null | Null
0.08385 | 7 | 0.09644 | 18 | 0.7 | Null | Null | Null | Null | Null | Null | Null | Null | Null
0.08385 | 7 | 0.09644 | 18 | 0.8 | Null | Null | Null | Null | Null | Null | Null | Null | Null
0.08385 | 7 | 0.09644 | 18 | 0.9 | Null | Null | Null | Null | Null | Null | Null | Null | Null
0.08385 | 7 | 0.09644 | 18 | 1 | Null | Null | Null | Null | Null | Null | Null | Null | Null
0.08385 | 7 | 0.09644 | 21 | 0.15 | Null | Null | Null | Null | Null | Null | Null | Null | Null
0.08385 | 7 | 0.09644 | 21 | 0.2 | Null | Null | Null | Null | Null | Null | Null | Null | Null
0.08385 | 7 | 0.09644 | 21 | 0.3 | Null | Null | Null | Null | Null | Null | Null | Null | Null
0.08385 | 7 | 0.09644 | 21 | 0.4 | Null | Null | Null | Null | Null | Null | Null | Null | Null
0.08385 | 7 | 0.09644 | 21 | 0.5 | Null | Null | Null | Null | Null | Null | Null | Null | Null
0.08385 | 7 | 0.09644 | 21 | 0.6 | Null | Null | Null | Null | Null | Null | Null | Null | Null
0.08385 | 7 | 0.09644 | 21 | 0.7 | Null | Null | Null | Null | Null | Null | Null | Null | Null
0.08385 | 7 | 0.09644 | 21 | 0.8 | Null | Null | Null | Null | Null | Null | Null | Null | Null
0.08385 | 7 | 0.09644 | 21 | 0.9 | Null | Null | Null | Null | Null | Null | Null | Null | Null
0.08385 | 7 | 0.09644 | 21 | 1 | Null | Null | Null | Null | Null | Null | Null | Null | Null
0.08385 | 7 | 0.09644 | 24 | 0.15 | Null | Null | Null | Null | Null | Null | Null | Null | Null
0.08385 | 7 | 0.09644 | 24 | 0.2 | Null | Null | Null | Null | Null | Null | Null | Null | Null
0.08385 | 7 | 0.09644 | 24 | 0.3 | Null | Null | Null | Null | Null | Null | Null | Null | Null
0.08385 | 7 | 0.09644 | 24 | 0.4 | Null | Null | Null | Null | Null | Null | Null | Null | Null
0.08385 | 7 | 0.09644 | 24 | 0.5 | Null | Null | Null | Null | Null | Null | Null | Null | Null
0.08385 | 7 | 0.09644 | 24 | 0.6 | Null | Null | Null | Null | Null | Null | Null | Null | Null
0.08385 | 7 | 0.09644 | 24 | 0.7 | Null | Null | Null | Null | Null | Null | Null | Null | Null
0.08385 | 7 | 0.09644 | 24 | 0.8 | Null | Null | Null | Null | Null | Null | Null | Null | Null
0.08385 | 7 | 0.09644 | 24 | 0.9 | Null | Null | Null | Null | Null | Null | Null | Null | Null
0.08385 | 7 | 0.09644 | 24 | 1 | Null | Null | Null | Null | Null | Null | Null | Null | Null
0.08385 | 7 | 0.09644 | 27 | 0.15 | Null | Null | Null | Null | Null | Null | Null | Null | Null
0.08385 | 7 | 0.09644 | 27 | 0.2 | Null | Null | Null | Null | Null | Null | Null | Null | Null
0.08385 | 7 | 0.09644 | 27 | 0.3 | Null | Null | Null | Null | Null | Null | Null | Null | Null
0.08385 | 7 | 0.09644 | 27 | 0.4 | Null | Null | Null | Null | Null | Null | Null | Null | Null
0.08385 | 7 | 0.09644 | 27 | 0.5 | Null | Null | Null | Null | Null | Null | Null | Null | Null
0.08385 | 7 | 0.09644 | 27 | 0.6 | Null | Null | Null | Null | Null | Null | Null | Null | Null
0.08385 | 7 | 0.09644 | 27 | 0.7 | Null | Null | Null | Null | Null | Null | Null | Null | Null
0.08385 | 7 | 0.09644 | 27 | 0.8 | Null | Null | Null | Null | Null | Null | Null | Null | Null
0.08385 | 7 | 0.09644 | 27 | 0.9 | Null | Null | Null | Null | Null | Null | Null | Null | Null
0.08385 | 7 | 0.09644 | 27 | 1 | Null | Null | Null | Null | Null | Null | Null | Null | Null
0.08385 | 7 | 0.09644 | 30 | 0.15 | Null | Null | Null | Null | Null | Null | Null | Null | Null
0.08385 | 7 | 0.09644 | 30 | 0.2 | Null | Null | Null | Null | Null | Null | Null | Null | Null
0.08385 | 7 | 0.09644 | 30 | 0.3 | Null | Null | Null | Null | Null | Null | Null | Null | Null
0.08385 | 7 | 0.09644 | 30 | 0.4 | Null | Null | Null | Null | Null | Null | Null | Null | Null
0.08385 | 7 | 0.09644 | 30 | 0.5 | Null | Null | Null | Null | Null | Null | Null | Null | Null
0.08385 | 7 | 0.09644 | 30 | 0.6 | Null | Null | Null | Null | Null | Null | Null | Null | Null
0.08385 | 7 | 0.09644 | 30 | 0.7 | Null | Null | Null | Null | Null | Null | Null | Null | Null
0.08385 | 7 | 0.09644 | 30 | 0.8 | Null | Null | Null | Null | Null | Null | Null | Null | Null
0.08385 | 7 | 0.09644 | 30 | 0.9 | Null | Null | Null | Null | Null | Null | Null | Null | Null
0.08385 | 7 | 0.09644 | 30 | 1 | Null | Null | Null | Null | Null | Null | Null | Null | Null
0.08385 | 7 | 0.09737 | 10.5 | 0.15 | 24000 | 264000 | 287000 | 285.15 | 284.3528 | 53.1 | 36.4 | 0 | 716
0.08385 | 7 | 0.09737 | 10.5 | 0.2 | 27000 | 352000 | 377000 | 285.15 | 284.5746 | 53.1 | 36.4 | 0 | 798
0.08385 | 7 | 0.09737 | 10.5 | 0.3 | 33000 | 527000 | 559000 | 285.15 | 285.0195 | 53.1 | 36.4 | 0 | 977
0.08385 | 7 | 0.09737 | 10.5 | 0.4 | 39000 | 703000 | 741000 | 285.15 | 285.4666 | 53.1 | 36.4 | 0 | 1184
0.08385 | 7 | 0.09737 | 10.5 | 0.5 | 47000 | 879000 | 925000 | 285.15 | 285.915 | 53.1 | 36.4 | 0 | 1408
0.08385 | 7 | 0.09737 | 10.5 | 0.6 | 57000 | 1055000 | 1110000 | 285.15 | 286.3695 | 53.1 | 36.4 | 0 | 1708
0.08385 | 7 | 0.09737 | 10.5 | 0.7 | 74000 | 1231000 | 1302000 | 285.15 | 286.8404 | 53.1 | 36.4 | 0 | 2215
0.08385 | 7 | 0.09737 | 10.5 | 0.8 | 94000 | 1406000 | 1498000 | 285.15 | 287.3189 | 53.1 | 36.4 | 0 | 2818
0.08385 | 7 | 0.09737 | 10.5 | 0.9 | 123000 | 1582000 | 1701000 | 285.15 | 287.8176 | 53.1 | 36.4 | 0 | 3677
0.08385 | 7 | 0.09737 | 10.5 | 1 | 169000 | 1758000 | 1922000 | 285.15 | 288.358 | 53.1 | 36.4 | 0 | 5061
0.08385 | 7 | 0.09737 | 11 | 0.15 | 24000 | 264000 | 287000 | 285.15 | 284.854 | 53.1 | 36.4 | 0 | 729
0.08385 | 7 | 0.09737 | 11 | 0.2 | 27000 | 352000 | 378000 | 285.15 | 285.076 | 53.1 | 36.4 | 0 | 813
0.08385 | 7 | 0.09737 | 11 | 0.3 | 33000 | 527000 | 560000 | 285.15 | 285.5214 | 53.1 | 36.4 | 0 | 997
0.08385 | 7 | 0.09737 | 11 | 0.4 | 40000 | 703000 | 742000 | 285.15 | 285.9684 | 53.1 | 36.4 | 0 | 1201
0.08385 | 7 | 0.09737 | 11 | 0.5 | 48000 | 879000 | 926000 | 285.15 | 286.4181 | 53.1 | 36.4 | 0 | 1439
0.08385 | 7 | 0.09737 | 11 | 0.6 | 59000 | 1055000 | 1112000 | 285.15 | 286.8753 | 53.1 | 36.4 | 0 | 1773
0.08385 | 7 | 0.09737 | 11 | 0.7 | 76000 | 1231000 | 1304000 | 285.15 | 287.3465 | 53.1 | 36.4 | 0 | 2283
0.08385 | 7 | 0.09737 | 11 | 0.8 | 96000 | 1406000 | 1500000 | 285.15 | 287.8251 | 53.1 | 36.4 | 0 | 2886
0.08385 | 7 | 0.09737 | 11 | 0.9 | 124000 | 1582000 | 1702000 | 285.15 | 288.3208 | 53.1 | 36.4 | 0 | 3705
0.08385 | 7 | 0.09737 | 11 | 1 | 167000 | 1758000 | 1920000 | 285.15 | 288.856 | 53.1 | 36.4 | 0 | 5023
0.08385 | 7 | 0.09737 | 11.5 | 0.15 | 25000 | 264000 | 288000 | 285.15 | 285.3553 | 53.1 | 36.4 | 0 | 744
0.08385 | 7 | 0.09737 | 11.5 | 0.2 | 28000 | 352000 | 378000 | 285.15 | 285.5775 | 53.1 | 36.4 | 0 | 829
0.08385 | 7 | 0.09737 | 11.5 | 0.3 | 34000 | 527000 | 560000 | 285.15 | 286.0233 | 53.1 | 36.4 | 0 | 1017
0.08385 | 7 | 0.09737 | 11.5 | 0.4 | 41000 | 703000 | 743000 | 285.15 | 286.4713 | 53.1 | 36.4 | 0 | 1232
0.08385 | 7 | 0.09737 | 11.5 | 0.5 | 49000 | 879000 | 927000 | 285.15 | 286.9214 | 53.1 | 36.4 | 0 | 1475
0.08385 | 7 | 0.09737 | 11.5 | 0.6 | 61000 | 1055000 | 1114000 | 285.15 | 287.3811 | 53.1 | 36.4 | 0 | 1839
0.08385 | 7 | 0.09737 | 11.5 | 0.7 | 78000 | 1231000 | 1307000 | 285.15 | 287.8528 | 53.1 | 36.4 | 0 | 2353
0.08385 | 7 | 0.09737 | 11.5 | 0.8 | 99000 | 1406000 | 1502000 | 285.15 | 288.3315 | 53.1 | 36.4 | 0 | 2957
0.08385 | 7 | 0.09737 | 11.5 | 0.9 | 124000 | 1582000 | 1703000 | 285.15 | 288.8241 | 53.1 | 36.4 | 0 | 3735
0.08385 | 7 | 0.09737 | 11.5 | 1 | 167000 | 1758000 | 1920000 | 285.15 | 289.3552 | 53.1 | 36.4 | 0 | 4999
0.08385 | 7 | 0.09737 | 12 | 0.15 | 25000 | 264000 | 288000 | 285.15 | 285.8568 | 53.1 | 36.4 | 0 | 761
0.08385 | 7 | 0.09737 | 12 | 0.2 | 28000 | 352000 | 379000 | 285.15 | 286.0794 | 53.1 | 36.4 | 0 | 851
0.08385 | 7 | 0.09737 | 12 | 0.3 | 35000 | 527000 | 561000 | 285.15 | 286.5254 | 53.1 | 36.4 | 0 | 1040
0.08385 | 7 | 0.09737 | 12 | 0.4 | 42000 | 703000 | 744000 | 285.15 | 286.9735 | 53.1 | 36.4 | 0 | 1256
0.08385 | 7 | 0.09737 | 12 | 0.5 | 51000 | 879000 | 928000 | 285.15 | 287.4251 | 53.1 | 36.4 | 0 | 1516
0.08385 | 7 | 0.09737 | 12 | 0.6 | 64000 | 1055000 | 1116000 | 285.15 | 287.8871 | 53.1 | 36.4 | 0 | 1906
0.08385 | 7 | 0.09737 | 12 | 0.7 | 81000 | 1231000 | 1309000 | 285.15 | 288.359 | 53.1 | 36.4 | 0 | 2422
0.08385 | 7 | 0.09737 | 12 | 0.8 | 101000 | 1406000 | 1504000 | 285.15 | 288.8384 | 53.1 | 36.4 | 0 | 3033
0.08385 | 7 | 0.09737 | 12 | 0.9 | 126000 | 1582000 | 1704000 | 285.15 | 289.3281 | 53.1 | 36.4 | 0 | 3773
0.08385 | 7 | 0.09737 | 12 | 1 | 166000 | 1758000 | 1919000 | 285.15 | 289.8559 | 53.1 | 36.4 | 0 | 4994
0.08385 | 7 | 0.09737 | 12.5 | 0.15 | 26000 | 264000 | 289000 | 285.15 | 286.3584 | 53.1 | 36.4 | 0 | 779
0.08385 | 7 | 0.09737 | 12.5 | 0.2 | 29000 | 352000 | 380000 | 285.15 | 286.5813 | 53.1 | 36.4 | 0 | 872
0.08385 | 7 | 0.09737 | 12.5 | 0.3 | 36000 | 527000 | 562000 | 285.15 | 287.0283 | 53.1 | 36.4 | 0 | 1072
0.08385 | 7 | 0.09737 | 12.5 | 0.4 | 43000 | 703000 | 745000 | 285.15 | 287.4768 | 53.1 | 36.4 | 0 | 1292
0.08385 | 7 | 0.09737 | 12.5 | 0.5 | 52000 | 879000 | 930000 | 285.15 | 287.9299 | 53.1 | 36.4 | 0 | 1570
0.08385 | 7 | 0.09737 | 12.5 | 0.6 | 66000 | 1055000 | 1119000 | 285.15 | 288.3931 | 53.1 | 36.4 | 0 | 1974
0.08385 | 7 | 0.09737 | 12.5 | 0.7 | 83000 | 1231000 | 1311000 | 285.15 | 288.8654 | 53.1 | 36.4 | 0 | 2494
0.08385 | 7 | 0.09737 | 12.5 | 0.8 | 104000 | 1406000 | 1507000 | 285.15 | 289.3452 | 53.1 | 36.4 | 0 | 3109
0.08385 | 7 | 0.09737 | 12.5 | 0.9 | 128000 | 1582000 | 1706000 | 285.15 | 289.8343 | 53.1 | 36.4 | 0 | 3840
0.08385 | 7 | 0.09737 | 12.5 | 1 | 174000 | 1758000 | 1927000 | 285.15 | 290.3749 | 53.1 | 36.4 | 0 | 5222
0.08385 | 7 | 0.09737 | 13 | 0.15 | 27000 | 264000 | 290000 | 285.15 | 286.8601 | 53.1 | 36.4 | 0 | 799
0.08385 | 7 | 0.09737 | 13 | 0.2 | 30000 | 352000 | 381000 | 285.15 | 287.0833 | 53.1 | 36.4 | 0 | 894
0.08385 | 7 | 0.09737 | 13 | 0.3 | 37000 | 527000 | 563000 | 285.15 | 287.5307 | 53.1 | 36.4 | 0 | 1100
0.08385 | 7 | 0.09737 | 13 | 0.4 | 44000 | 703000 | 746000 | 285.15 | 287.9805 | 53.1 | 36.4 | 0 | 1334
0.08385 | 7 | 0.09737 | 13 | 0.5 | 54000 | 879000 | 932000 | 285.15 | 288.4349 | 53.1 | 36.4 | 0 | 1627
0.08385 | 7 | 0.09737 | 13 | 0.6 | 68000 | 1055000 | 1121000 | 285.15 | 288.899 | 53.1 | 36.4 | 0 | 2042
0.08385 | 7 | 0.09737 | 13 | 0.7 | 86000 | 1231000 | 1314000 | 285.15 | 289.3719 | 53.1 | 36.4 | 0 | 2567
0.08385 | 7 | 0.09737 | 13 | 0.8 | 106000 | 1406000 | 1510000 | 285.15 | 289.8524 | 53.1 | 36.4 | 0 | 3189
0.08385 | 7 | 0.09737 | 13 | 0.9 | 131000 | 1582000 | 1709000 | 285.15 | 290.3425 | 53.1 | 36.4 | 0 | 3933
0.08385 | 7 | 0.09737 | 13 | 1 | 173000 | 1758000 | 1926000 | 285.15 | 290.8727 | 53.1 | 36.4 | 0 | 5181
0.08385 | 7 | 0.09737 | 13.5 | 0.15 | 27000 | 264000 | 290000 | 285.15 | 287.3621 | 53.1 | 36.4 | 0 | 822
0.08385 | 7 | 0.09737 | 13.5 | 0.2 | 31000 | 352000 | 381000 | 285.15 | 287.5856 | 53.1 | 36.4 | 0 | 920
0.08385 | 7 | 0.09737 | 13.5 | 0.3 | 38000 | 527000 | 564000 | 285.15 | 288.0337 | 53.1 | 36.4 | 0 | 1133
0.08385 | 7 | 0.09737 | 13.5 | 0.4 | 46000 | 703000 | 748000 | 285.15 | 288.4846 | 53.1 | 36.4 | 0 | 1381
0.08385 | 7 | 0.09737 | 13.5 | 0.5 | 56000 | 879000 | 934000 | 285.15 | 288.9404 | 53.1 | 36.4 | 0 | 1689
0.08385 | 7 | 0.09737 | 13.5 | 0.6 | 70000 | 1055000 | 1123000 | 285.15 | 289.4051 | 53.1 | 36.4 | 0 | 2111
0.08385 | 7 | 0.09737 | 13.5 | 0.7 | 88000 | 1231000 | 1316000 | 285.15 | 289.8784 | 53.1 | 36.4 | 0 | 2641
0.08385 | 7 | 0.09737 | 13.5 | 0.8 | 109000 | 1406000 | 1512000 | 285.15 | 290.3598 | 53.1 | 36.4 | 0 | 3273
0.08385 | 7 | 0.09737 | 13.5 | 0.9 | 134000 | 1582000 | 1712000 | 285.15 | 290.8497 | 53.1 | 36.4 | 0 | 4012
0.08385 | 7 | 0.09737 | 13.5 | 1 | 169000 | 1758000 | 1921000 | 285.15 | 291.3639 | 53.1 | 36.4 | 0 | 5057
0.08385 | 7 | 0.09737 | 14 | 0.15 | 27000 | 264000 | 290000 | 285.15 | 287.862 | 53.1 | 36.4 | 0 | 819
0.08385 | 7 | 0.09737 | 14 | 0.2 | 32000 | 352000 | 382000 | 285.15 | 288.0881 | 53.1 | 36.4 | 0 | 950
0.08385 | 7 | 0.09737 | 14 | 0.3 | 39000 | 527000 | 565000 | 285.15 | 288.5372 | 53.1 | 36.4 | 0 | 1173
0.08385 | 7 | 0.09737 | 14 | 0.4 | 48000 | 703000 | 750000 | 285.15 | 288.9896 | 53.1 | 36.4 | 0 | 1438
0.08385 | 7 | 0.09737 | 14 | 0.5 | 58000 | 879000 | 936000 | 285.15 | 289.4458 | 53.1 | 36.4 | 0 | 1752
0.08385 | 7 | 0.09737 | 14 | 0.6 | 73000 | 1055000 | 1125000 | 285.15 | 289.9113 | 53.1 | 36.4 | 0 | 2182
0.08385 | 7 | 0.09737 | 14 | 0.7 | 91000 | 1231000 | 1319000 | 285.15 | 290.3853 | 53.1 | 36.4 | 0 | 2719
0.08385 | 7 | 0.09737 | 14 | 0.8 | 112000 | 1406000 | 1515000 | 285.15 | 290.8672 | 53.1 | 36.4 | 0 | 3357
0.08385 | 7 | 0.09737 | 14 | 0.9 | 137000 | 1582000 | 1715000 | 285.15 | 291.3572 | 53.1 | 36.4 | 0 | 4095
0.08385 | 7 | 0.09737 | 14 | 1 | 165000 | 1758000 | 1918000 | 285.15 | 291.8569 | 53.1 | 36.4 | 0 | 4957
0.08385 | 7 | 0.09737 | 14.5 | 0.15 | 28000 | 264000 | 291000 | 285.15 | 288.3641 | 53.1 | 36.4 | 0 | 843
0.08385 | 7 | 0.09737 | 14.5 | 0.2 | 33000 | 352000 | 384000 | 285.15 | 288.5913 | 53.1 | 36.4 | 0 | 988
0.08385 | 7 | 0.09737 | 14.5 | 0.3 | 41000 | 527000 | 567000 | 285.15 | 289.0415 | 53.1 | 36.4 | 0 | 1224
0.08385 | 7 | 0.09737 | 14.5 | 0.4 | 50000 | 703000 | 752000 | 285.15 | 289.4947 | 53.1 | 36.4 | 0 | 1498
0.08385 | 7 | 0.09737 | 14.5 | 0.5 | 61000 | 879000 | 938000 | 285.15 | 289.9515 | 53.1 | 36.4 | 0 | 1817
0.08385 | 7 | 0.09737 | 14.5 | 0.6 | 75000 | 1055000 | 1128000 | 285.15 | 290.4176 | 53.1 | 36.4 | 0 | 2254
0.08385 | 7 | 0.09737 | 14.5 | 0.7 | 93000 | 1231000 | 1321000 | 285.15 | 290.8921 | 53.1 | 36.4 | 0 | 2797
0.08385 | 7 | 0.09737 | 14.5 | 0.8 | 115000 | 1406000 | 1518000 | 285.15 | 291.375 | 53.1 | 36.4 | 0 | 3444
0.08385 | 7 | 0.09737 | 14.5 | 0.9 | 140000 | 1582000 | 1718000 | 285.15 | 291.8653 | 53.1 | 36.4 | 0 | 4186
0.08385 | 7 | 0.09737 | 14.5 | 1 | 169000 | 1758000 | 1921000 | 285.15 | 292.3658 | 53.1 | 36.4 | 0 | 5057
0.08385 | 7 | 0.09737 | 15 | 0.15 | 29000 | 264000 | 292000 | 285.15 | 288.8666 | 53.1 | 36.4 | 0 | 873
0.08385 | 7 | 0.09737 | 15 | 0.2 | 34000 | 352000 | 385000 | 285.15 | 289.095 | 53.1 | 36.4 | 0 | 1032
0.08385 | 7 | 0.09737 | 15 | 0.3 | 43000 | 527000 | 569000 | 285.15 | 289.5471 | 53.1 | 36.4 | 0 | 1291
0.08385 | 7 | 0.09737 | 15 | 0.4 | 51000 | 703000 | 753000 | 285.15 | 289.9973 | 53.1 | 36.4 | 0 | 1526
0.08385 | 7 | 0.09737 | 15 | 0.5 | 63000 | 879000 | 940000 | 285.15 | 290.4571 | 53.1 | 36.4 | 0 | 1882
0.08385 | 7 | 0.09737 | 15 | 0.6 | 78000 | 1055000 | 1130000 | 285.15 | 290.9241 | 53.1 | 36.4 | 0 | 2328
0.08385 | 7 | 0.09737 | 15 | 0.7 | 96000 | 1231000 | 1324000 | 285.15 | 291.3992 | 53.1 | 36.4 | 0 | 2877
0.08385 | 7 | 0.09737 | 15 | 0.8 | 118000 | 1406000 | 1521000 | 285.15 | 291.8826 | 53.1 | 36.4 | 0 | 3531
0.08385 | 7 | 0.09737 | 15 | 0.9 | 143000 | 1582000 | 1720000 | 285.15 | 292.3733 | 53.1 | 36.4 | 0 | 4276
0.08385 | 7 | 0.09737 | 15 | 1 | 171000 | 1758000 | 1924000 | 285.15 | 292.873 | 53.1 | 36.4 | 0 | 5135
0.08385 | 7 | 0.09737 | 15.5 | 0.15 | 30000 | 264000 | 293000 | 285.15 | 289.3695 | 53.1 | 36.4 | 0 | 908
0.08385 | 7 | 0.09737 | 15.5 | 0.2 | 36000 | 352000 | 387000 | 285.15 | 289.5991 | 53.1 | 36.4 | 0 | 1082
0.08385 | 7 | 0.09737 | 15.5 | 0.3 | 45000 | 527000 | 571000 | 285.15 | 290.0514 | 53.1 | 36.4 | 0 | 1342
0.08385 | 7 | 0.09737 | 15.5 | 0.4 | 53000 | 703000 | 754000 | 285.15 | 290.5023 | 53.1 | 36.4 | 0 | 1584
0.08385 | 7 | 0.09737 | 15.5 | 0.5 | 65000 | 879000 | 942000 | 285.15 | 290.9629 | 53.1 | 36.4 | 0 | 1949
0.08385 | 7 | 0.09737 | 15.5 | 0.6 | 80000 | 1055000 | 1132000 | 285.15 | 291.4297 | 53.1 | 36.4 | 0 | 2392
0.08385 | 7 | 0.09737 | 15.5 | 0.7 | 99000 | 1231000 | 1326000 | 285.15 | 291.9065 | 53.1 | 36.4 | 0 | 2961
0.08385 | 7 | 0.09737 | 15.5 | 0.8 | 121000 | 1406000 | 1523000 | 285.15 | 292.3906 | 53.1 | 36.4 | 0 | 3622
0.08385 | 7 | 0.09737 | 15.5 | 0.9 | 146000 | 1582000 | 1724000 | 285.15 | 292.882 | 53.1 | 36.4 | 0 | 4375
0.08385 | 7 | 0.09737 | 15.5 | 1 | 175000 | 1758000 | 1928000 | 285.15 | 293.3825 | 53.1 | 36.4 | 0 | 5243
0.08385 | 7 | 0.09737 | 16 | 0.15 | 31000 | 264000 | 294000 | 285.15 | 289.8724 | 53.1 | 36.4 | 0 | 942
0.08385 | 7 | 0.09737 | 16 | 0.2 | 36000 | 352000 | 387000 | 285.15 | 290.0992 | 53.1 | 36.4 | 0 | 1080
0.08385 | 7 | 0.09737 | 16 | 0.3 | 44000 | 527000 | 570000 | 285.15 | 290.5496 | 53.1 | 36.4 | 0 | 1315
0.08385 | 7 | 0.09737 | 16 | 0.4 | 55000 | 703000 | 756000 | 285.15 | 291.0072 | 53.1 | 36.4 | 0 | 1642
0.08385 | 7 | 0.09737 | 16 | 0.5 | 67000 | 879000 | 944000 | 285.15 | 291.4687 | 53.1 | 36.4 | 0 | 2016
0.08385 | 7 | 0.09737 | 16 | 0.6 | 82000 | 1055000 | 1135000 | 285.15 | 291.9363 | 53.1 | 36.4 | 0 | 2468
0.08385 | 7 | 0.09737 | 16 | 0.7 | 102000 | 1231000 | 1329000 | 285.15 | 292.4139 | 53.1 | 36.4 | 0 | 3046
0.08385 | 7 | 0.09737 | 16 | 0.8 | 124000 | 1406000 | 1526000 | 285.15 | 292.8984 | 53.1 | 36.4 | 0 | 3711
0.08385 | 7 | 0.09737 | 16 | 0.9 | 149000 | 1582000 | 1727000 | 285.15 | 293.3907 | 53.1 | 36.4 | 0 | 4474
0.08385 | 7 | 0.09737 | 16 | 1 | 179000 | 1758000 | 1931000 | 285.15 | 293.8929 | 53.1 | 36.4 | 0 | 5361
0.08385 | 7 | 0.09737 | 16.5 | 0.15 | 33000 | 264000 | 295000 | 285.15 | 290.3753 | 53.1 | 36.4 | 0 | 977
0.08385 | 7 | 0.09737 | 16.5 | 0.2 | 37000 | 352000 | 388000 | 285.15 | 290.6026 | 53.1 | 36.4 | 0 | 1121
0.08385 | 7 | 0.09737 | 16.5 | 0.3 | 45000 | 527000 | 572000 | 285.15 | 291.0537 | 53.1 | 36.4 | 0 | 1364
0.08385 | 7 | 0.09737 | 16.5 | 0.4 | 57000 | 703000 | 758000 | 285.15 | 291.5122 | 53.1 | 36.4 | 0 | 1700
0.08385 | 7 | 0.09737 | 16.5 | 0.5 | 69000 | 879000 | 946000 | 285.15 | 291.9746 | 53.1 | 36.4 | 0 | 2085
0.08385 | 7 | 0.09737 | 16.5 | 0.6 | 85000 | 1055000 | 1137000 | 285.15 | 292.4432 | 53.1 | 36.4 | 0 | 2548
0.08385 | 7 | 0.09737 | 16.5 | 0.7 | 104000 | 1231000 | 1332000 | 285.15 | 292.9215 | 53.1 | 36.4 | 0 | 3134
0.08385 | 7 | 0.09737 | 16.5 | 0.8 | 127000 | 1406000 | 1529000 | 285.15 | 293.4066 | 53.1 | 36.4 | 0 | 3805
0.08385 | 7 | 0.09737 | 16.5 | 0.9 | 152000 | 1582000 | 1730000 | 285.15 | 293.8994 | 53.1 | 36.4 | 0 | 4573
0.08385 | 7 | 0.09737 | 16.5 | 1 | 183000 | 1758000 | 1935000 | 285.15 | 294.4037 | 53.1 | 36.4 | 0 | 5485
0.08385 | 7 | 0.09737 | 17 | 0.15 | 34000 | 264000 | 296000 | 285.15 | 290.8783 | 53.1 | 36.4 | 0 | 1012
0.08385 | 7 | 0.09737 | 17 | 0.2 | 39000 | 352000 | 389000 | 285.15 | 291.1061 | 53.1 | 36.4 | 0 | 1162
0.08385 | 7 | 0.09737 | 17 | 0.3 | 50000 | 527000 | 576000 | 285.15 | 291.5648 | 53.1 | 36.4 | 0 | 1500
0.08385 | 7 | 0.09737 | 17 | 0.4 | 59000 | 703000 | 760000 | 285.15 | 292.0173 | 53.1 | 36.4 | 0 | 1759
0.08385 | 7 | 0.09737 | 17 | 0.5 | 72000 | 879000 | 949000 | 285.15 | 292.4807 | 53.1 | 36.4 | 0 | 2156
0.08385 | 7 | 0.09737 | 17 | 0.6 | 88000 | 1055000 | 1140000 | 285.15 | 292.9499 | 53.1 | 36.4 | 0 | 2626
0.08385 | 7 | 0.09737 | 17 | 0.7 | 107000 | 1231000 | 1335000 | 285.15 | 293.4291 | 53.1 | 36.4 | 0 | 3221
0.08385 | 7 | 0.09737 | 17 | 0.8 | 130000 | 1406000 | 1532000 | 285.15 | 293.9146 | 53.1 | 36.4 | 0 | 3896
0.08385 | 7 | 0.09737 | 17 | 0.9 | 156000 | 1582000 | 1733000 | 285.15 | 294.4085 | 53.1 | 36.4 | 0 | 4676
0.08385 | 7 | 0.09737 | 17 | 1 | 187000 | 1758000 | 1939000 | 285.15 | 294.9146 | 53.1 | 36.4 | 0 | 5611
0.08385 | 7 | 0.09737 | 17.5 | 0.15 | 35000 | 264000 | 298000 | 285.15 | 291.3813 | 53.1 | 36.4 | 0 | 1049
0.08385 | 7 | 0.09737 | 17.5 | 0.2 | 40000 | 352000 | 391000 | 285.15 | 291.6097 | 53.1 | 36.4 | 0 | 1206
0.08385 | 7 | 0.09737 | 17.5 | 0.3 | 52000 | 527000 | 578000 | 285.15 | 292.0695 | 53.1 | 36.4 | 0 | 1556
0.08385 | 7 | 0.09737 | 17.5 | 0.4 | 61000 | 703000 | 762000 | 285.15 | 292.5226 | 53.1 | 36.4 | 0 | 1822
0.08385 | 7 | 0.09737 | 17.5 | 0.5 | 74000 | 879000 | 951000 | 285.15 | 292.9868 | 53.1 | 36.4 | 0 | 2227
0.08385 | 7 | 0.09737 | 17.5 | 0.6 | 90000 | 1055000 | 1142000 | 285.15 | 293.4569 | 53.1 | 36.4 | 0 | 2707
0.08385 | 7 | 0.09737 | 17.5 | 0.7 | 110000 | 1231000 | 1338000 | 285.15 | 293.9369 | 53.1 | 36.4 | 0 | 3311
0.08385 | 7 | 0.09737 | 17.5 | 0.8 | 133000 | 1406000 | 1535000 | 285.15 | 294.4229 | 53.1 | 36.4 | 0 | 3992
0.08385 | 7 | 0.09737 | 17.5 | 0.9 | 160000 | 1582000 | 1737000 | 285.15 | 294.918 | 53.1 | 36.4 | 0 | 4786
0.08385 | 7 | 0.09737 | 17.5 | 1 | 191000 | 1758000 | 1944000 | 285.15 | 295.4256 | 53.1 | 36.4 | 0 | 5738
0.08385 | 7 | 0.09737 | 18 | 0.15 | 36000 | 264000 | 299000 | 285.15 | 291.8843 | 53.1 | 36.4 | 0 | 1085
0.08385 | 7 | 0.09737 | 18 | 0.2 | 42000 | 352000 | 392000 | 285.15 | 292.1132 | 53.1 | 36.4 | 0 | 1247
0.08385 | 7 | 0.09737 | 18 | 0.3 | 54000 | 527000 | 580000 | 285.15 | 292.5751 | 53.1 | 36.4 | 0 | 1623
0.08385 | 7 | 0.09737 | 18 | 0.4 | 63000 | 703000 | 764000 | 285.15 | 293.0279 | 53.1 | 36.4 | 0 | 1884
0.08385 | 7 | 0.09737 | 18 | 0.5 | 77000 | 879000 | 953000 | 285.15 | 293.4931 | 53.1 | 36.4 | 0 | 2301
0.08385 | 7 | 0.09737 | 18 | 0.6 | 93000 | 1055000 | 1145000 | 285.15 | 293.9641 | 53.1 | 36.4 | 0 | 2790
0.08385 | 7 | 0.09737 | 18 | 0.7 | 113000 | 1231000 | 1341000 | 285.15 | 294.4448 | 53.1 | 36.4 | 0 | 3403
0.08385 | 7 | 0.09737 | 18 | 0.8 | 136000 | 1406000 | 1539000 | 285.15 | 294.9316 | 53.1 | 36.4 | 0 | 4092
0.08385 | 7 | 0.09737 | 18 | 0.9 | 163000 | 1582000 | 1740000 | 285.15 | 295.4275 | 53.1 | 36.4 | 0 | 4895
0.08385 | 7 | 0.09737 | 18 | 1 | 195000 | 1758000 | 1947000 | 285.15 | 295.9358 | 53.1 | 36.4 | 0 | 5855
0.08385 | 7 | 0.09737 | 21 | 0.15 | 44000 | 264000 | 306000 | 285.15 | 294.9038 | 53.1 | 36.4 | 0 | 1319
0.08385 | 7 | 0.09737 | 21 | 0.2 | 51000 | 352000 | 401000 | 285.15 | 295.1362 | 53.1 | 36.4 | 0 | 1523
0.08385 | 7 | 0.09737 | 21 | 0.3 | 64000 | 527000 | 590000 | 285.15 | 295.6005 | 53.1 | 36.4 | 0 | 1922
0.08385 | 7 | 0.09737 | 21 | 0.4 | 76000 | 703000 | 777000 | 285.15 | 296.062 | 53.1 | 36.4 | 0 | 2286
0.08385 | 7 | 0.09737 | 21 | 0.5 | 92000 | 879000 | 968000 | 285.15 | 296.5327 | 53.1 | 36.4 | 0 | 2765
0.08385 | 7 | 0.09737 | 21 | 0.6 | 110000 | 1055000 | 1162000 | 285.15 | 297.0086 | 53.1 | 36.4 | 0 | 3310
0.08385 | 7 | 0.09737 | 21 | 0.7 | 132000 | 1231000 | 1359000 | 285.15 | 297.494 | 53.1 | 36.4 | 0 | 3975
0.08385 | 7 | 0.09737 | 21 | 0.8 | 157000 | 1406000 | 1559000 | 285.15 | 297.986 | 53.1 | 36.4 | 0 | 4723
0.08385 | 7 | 0.09737 | 21 | 0.9 | 186000 | 1582000 | 1763000 | 285.15 | 298.4873 | 53.1 | 36.4 | 0 | 5588
0.08385 | 7 | 0.09737 | 21 | 1 | 218000 | 1758000 | 1970000 | 285.15 | 298.9959 | 53.1 | 36.4 | 0 | 6543
0.08385 | 7 | 0.09737 | 24 | 0.15 | 52000 | 264000 | 315000 | 285.15 | 297.9249 | 53.1 | 36.4 | 0 | 1574
0.08385 | 7 | 0.09737 | 24 | 0.2 | 61000 | 352000 | 411000 | 285.15 | 298.1613 | 53.1 | 36.4 | 0 | 1824
0.08385 | 7 | 0.09737 | 24 | 0.3 | 77000 | 527000 | 602000 | 285.15 | 298.6324 | 53.1 | 36.4 | 0 | 2303
0.08385 | 7 | 0.09737 | 24 | 0.4 | 95000 | 703000 | 795000 | 285.15 | 299.1089 | 53.1 | 36.4 | 0 | 2849
0.08385 | 7 | 0.09737 | 24 | 0.5 | 110000 | 879000 | 985000 | 285.15 | 299.5768 | 53.1 | 36.4 | 0 | 3287
0.08385 | 7 | 0.09737 | 24 | 0.6 | 129000 | 1055000 | 1180000 | 285.15 | 300.0569 | 53.1 | 36.4 | 0 | 3879
0.08385 | 7 | 0.09737 | 24 | 0.7 | 153000 | 1231000 | 1379000 | 285.15 | 300.5464 | 53.1 | 36.4 | 0 | 4588
0.08385 | 7 | 0.09737 | 24 | 0.8 | 181000 | 1406000 | 1582000 | 285.15 | 301.0454 | 53.1 | 36.4 | 0 | 5418
0.08385 | 7 | 0.09737 | 24 | 0.9 | 210000 | 1582000 | 1786000 | 285.15 | 301.5499 | 53.1 | 36.4 | 0 | 6314
0.08385 | 7 | 0.09737 | 24 | 1 | 246000 | 1758000 | 1996000 | 285.15 | 302.0671 | 53.1 | 36.4 | 0 | 7372
0.08385 | 7 | 0.09737 | 27 | 0.15 | 61000 | 264000 | 323000 | 285.15 | 300.9469 | 53.1 | 36.4 | 0 | 1841
0.08385 | 7 | 0.09737 | 27 | 0.2 | 71000 | 352000 | 421000 | 285.15 | 301.1875 | 53.1 | 36.4 | 0 | 2140
0.08385 | 7 | 0.09737 | 27 | 0.3 | 90000 | 527000 | 615000 | 285.15 | 301.6661 | 53.1 | 36.4 | 0 | 2706
0.08385 | 7 | 0.09737 | 27 | 0.4 | 109000 | 703000 | 809000 | 285.15 | 302.1452 | 53.1 | 36.4 | 0 | 3279
0.08385 | 7 | 0.09737 | 27 | 0.5 | 131000 | 879000 | 1006000 | 285.15 | 302.6299 | 53.1 | 36.4 | 0 | 3922
0.08385 | 7 | 0.09737 | 27 | 0.6 | 150000 | 1055000 | 1201000 | 285.15 | 303.1101 | 53.1 | 36.4 | 0 | 4508
0.08385 | 7 | 0.09737 | 27 | 0.7 | 175000 | 1231000 | 1401000 | 285.15 | 303.6036 | 53.1 | 36.4 | 0 | 5261
0.08385 | 7 | 0.09737 | 27 | 0.8 | 204000 | 1406000 | 1605000 | 285.15 | 304.1063 | 53.1 | 36.4 | 0 | 6130
0.08385 | 7 | 0.09737 | 27 | 0.9 | 238000 | 1582000 | 1813000 | 285.15 | 304.6209 | 53.1 | 36.4 | 0 | 7147
0.08385 | 7 | 0.09737 | 27 | 1 | 275000 | 1758000 | 2024000 | 285.15 | 305.1416 | 53.1 | 36.4 | 0 | 8242
0.08385 | 7 | 0.09737 | 30 | 0.15 | 71000 | 264000 | 333000 | 285.15 | 303.972 | 53.1 | 36.4 | 0 | 2144
0.08385 | 7 | 0.09737 | 30 | 0.2 | 83000 | 352000 | 432000 | 285.15 | 304.217 | 53.1 | 36.4 | 0 | 2496
0.08385 | 7 | 0.09737 | 30 | 0.3 | 105000 | 527000 | 630000 | 285.15 | 304.7038 | 53.1 | 36.4 | 0 | 3159
0.08385 | 7 | 0.09737 | 30 | 0.4 | 127000 | 703000 | 827000 | 285.15 | 305.1904 | 53.1 | 36.4 | 0 | 3819
0.08385 | 7 | 0.09737 | 30 | 0.5 | 153000 | 879000 | 1027000 | 285.15 | 305.6855 | 53.1 | 36.4 | 0 | 4586
0.08385 | 7 | 0.09737 | 30 | 0.6 | 174000 | 1055000 | 1223000 | 285.15 | 306.1694 | 53.1 | 36.4 | 0 | 5213
0.08385 | 7 | 0.09737 | 30 | 0.7 | 200000 | 1231000 | 1425000 | 285.15 | 306.6662 | 53.1 | 36.4 | 0 | 6001
0.08385 | 7 | 0.09737 | 30 | 0.8 | 230000 | 1406000 | 1630000 | 285.15 | 307.1729 | 53.1 | 36.4 | 0 | 6913
0.08385 | 7 | 0.09737 | 30 | 0.9 | 267000 | 1582000 | 1841000 | 285.15 | 307.6936 | 53.1 | 36.4 | 0 | 8002
0.08385 | 7 | 0.09737 | 30 | 1 | 306000 | 1758000 | 2055000 | 285.15 | 308.2213 | 53.1 | 36.4 | 0 | 9177
0.08385 | 7 | 0.115 | 10.5 | 0.15 | 22000 | 264000 | 285000 | 285.15 | 284.2412 | 53.1 | 49 | 0 | 659
0.08385 | 7 | 0.115 | 10.5 | 0.2 | 24000 | 352000 | 375000 | 285.15 | 284.4286 | 53.1 | 49 | 0 | 734
0.08385 | 7 | 0.115 | 10.5 | 0.3 | 0 | 527000 | 0 | 285.15 | 273.15 | 53.1 | 49 | 0 | 0
0.08385 | 7 | 0.115 | 10.5 | 0.4 | 0 | 703000 | 0 | 285.15 | 273.15 | 53.1 | 49 | 0 | 0
0.08385 | 7 | 0.115 | 10.5 | 0.5 | 0 | 879000 | 0 | 285.15 | 273.15 | 53.1 | 49 | 0 | 0
0.08385 | 7 | 0.115 | 10.5 | 0.6 | 0 | 1055000 | 0 | 285.15 | 273.15 | 53.1 | 49 | 0 | 0
0.08385 | 7 | 0.115 | 10.5 | 0.7 | 0 | 1231000 | 0 | 285.15 | 273.15 | 53.1 | 49 | 0 | 0
0.08385 | 7 | 0.115 | 10.5 | 0.8 | 0 | 1406000 | 0 | 285.15 | 273.15 | 53.1 | 49 | 0 | 0
0.08385 | 7 | 0.115 | 10.5 | 0.9 | 0 | 1582000 | 0 | 285.15 | 273.15 | 53.1 | 49 | 0 | 0
0.08385 | 7 | 0.115 | 10.5 | 1 | 0 | 1758000 | 0 | 285.15 | 273.15 | 53.1 | 49 | 0 | 0
0.08385 | 7 | 0.115 | 11 | 0.15 | 22000 | 264000 | 285000 | 285.15 | 284.742 | 53.1 | 49 | 0 | 669
0.08385 | 7 | 0.115 | 11 | 0.2 | 25000 | 352000 | 376000 | 285.15 | 284.9295 | 53.1 | 49 | 0 | 745
0.08385 | 7 | 0.115 | 11 | 0.3 | 31000 | 527000 | 557000 | 285.15 | 285.3057 | 53.1 | 49 | 0 | 915
0.08385 | 7 | 0.115 | 11 | 0.4 | 37000 | 703000 | 739000 | 285.15 | 285.6831 | 53.1 | 49 | 0 | 1104
0.08385 | 7 | 0.115 | 11 | 0.5 | 0 | 879000 | 0 | 285.15 | 273.15 | 53.1 | 49 | 0 | 0
0.08385 | 7 | 0.115 | 11 | 0.6 | 0 | 1055000 | 0 | 285.15 | 273.15 | 53.1 | 49 | 0 | 0
0.08385 | 7 | 0.115 | 11 | 0.7 | 0 | 1231000 | 0 | 285.15 | 273.15 | 53.1 | 49 | 0 | 0
0.08385 | 7 | 0.115 | 11 | 0.8 | 0 | 1406000 | 0 | 285.15 | 273.15 | 53.1 | 49 | 0 | 0
0.08385 | 7 | 0.115 | 11 | 0.9 | 0 | 1582000 | 0 | 285.15 | 273.15 | 53.1 | 49 | 0 | 0
0.08385 | 7 | 0.115 | 11 | 1 | 0 | 1758000 | 0 | 285.15 | 273.15 | 53.1 | 49 | 0 | 0
0.08385 | 7 | 0.115 | 11.5 | 0.15 | 23000 | 264000 | 286000 | 285.15 | 285.2428 | 53.1 | 49 | 0 | 679
0.08385 | 7 | 0.115 | 11.5 | 0.2 | 25000 | 352000 | 376000 | 285.15 | 285.4305 | 53.1 | 49 | 0 | 757
0.08385 | 7 | 0.115 | 11.5 | 0.3 | 31000 | 527000 | 557000 | 285.15 | 285.8069 | 53.1 | 49 | 0 | 929
0.08385 | 7 | 0.115 | 11.5 | 0.4 | 37000 | 703000 | 739000 | 285.15 | 286.1846 | 53.1 | 49 | 0 | 1121
0.08385 | 7 | 0.115 | 11.5 | 0.5 | 45000 | 879000 | 922000 | 285.15 | 286.5643 | 53.1 | 49 | 0 | 1342
0.08385 | 7 | 0.115 | 11.5 | 0.6 | 54000 | 1055000 | 1107000 | 285.15 | 286.9468 | 53.1 | 49 | 0 | 1605
0.08385 | 7 | 0.115 | 11.5 | 0.7 | 0 | 1231000 | 0 | 285.15 | 273.15 | 53.1 | 49 | 0 | 0
0.08385 | 7 | 0.115 | 11.5 | 0.8 | 0 | 1406000 | 0 | 285.15 | 273.15 | 53.1 | 49 | 0 | 0
0.08385 | 7 | 0.115 | 11.5 | 0.9 | 0 | 1582000 | 0 | 285.15 | 273.15 | 53.1 | 49 | 0 | 0
0.08385 | 7 | 0.115 | 11.5 | 1 | 0 | 1758000 | 0 | 285.15 | 273.15 | 53.1 | 49 | 0 | 0
0.08385 | 7 | 0.115 | 12 | 0.15 | 23000 | 264000 | 286000 | 285.15 | 285.7437 | 53.1 | 49 | 0 | 690
0.08385 | 7 | 0.115 | 12 | 0.2 | 26000 | 352000 | 376000 | 285.15 | 285.9315 | 53.1 | 49 | 0 | 770
0.08385 | 7 | 0.115 | 12 | 0.3 | 31000 | 527000 | 558000 | 285.15 | 286.3082 | 53.1 | 49 | 0 | 945
0.08385 | 7 | 0.115 | 12 | 0.4 | 38000 | 703000 | 740000 | 285.15 | 286.6867 | 53.1 | 49 | 0 | 1148
0.08385 | 7 | 0.115 | 12 | 0.5 | 45000 | 879000 | 923000 | 285.15 | 287.0662 | 53.1 | 49 | 0 | 1364
0.08385 | 7 | 0.115 | 12 | 0.6 | 55000 | 1055000 | 1108000 | 285.15 | 287.4495 | 53.1 | 49 | 0 | 1638
0.08385 | 7 | 0.115 | 12 | 0.7 | 69000 | 1231000 | 1297000 | 285.15 | 287.8433 | 53.1 | 49 | 0 | 2068
0.08385 | 7 | 0.115 | 12 | 0.8 | 89000 | 1406000 | 1493000 | 285.15 | 288.2492 | 53.1 | 49 | 0 | 2679
0.08385 | 7 | 0.115 | 12 | 0.9 | 0 | 1582000 | 0 | 285.15 | 273.15 | 53.1 | 49 | 0 | 0
0.08385 | 7 | 0.115 | 12 | 1 | 0 | 1758000 | 0 | 285.15 | 273.15 | 53.1 | 49 | 0 | 0
0.08385 | 7 | 0.115 | 12.5 | 0.15 | 23000 | 264000 | 286000 | 285.15 | 286.2446 | 53.1 | 49 | 0 | 702
0.08385 | 7 | 0.115 | 12.5 | 0.2 | 26000 | 352000 | 377000 | 285.15 | 286.4326 | 53.1 | 49 | 0 | 783
0.08385 | 7 | 0.115 | 12.5 | 0.3 | 32000 | 527000 | 558000 | 285.15 | 286.8095 | 53.1 | 49 | 0 | 961
0.08385 | 7 | 0.115 | 12.5 | 0.4 | 39000 | 703000 | 741000 | 285.15 | 287.1881 | 53.1 | 49 | 0 | 1164
0.08385 | 7 | 0.115 | 12.5 | 0.5 | 46000 | 879000 | 924000 | 285.15 | 287.5676 | 53.1 | 49 | 0 | 1380
0.08385 | 7 | 0.115 | 12.5 | 0.6 | 56000 | 1055000 | 1109000 | 285.15 | 287.953 | 53.1 | 49 | 0 | 1683
0.08385 | 7 | 0.115 | 12.5 | 0.7 | 71000 | 1231000 | 1300000 | 285.15 | 288.3484 | 53.1 | 49 | 0 | 2135
0.08385 | 7 | 0.115 | 12.5 | 0.8 | 91000 | 1406000 | 1495000 | 285.15 | 288.7536 | 53.1 | 49 | 0 | 2734
0.08385 | 7 | 0.115 | 12.5 | 0.9 | 127000 | 1582000 | 1705000 | 285.15 | 289.1901 | 53.1 | 49 | 0 | 3800
0.08385 | 7 | 0.115 | 12.5 | 1 | 170000 | 1758000 | 1923000 | 285.15 | 289.6424 | 53.1 | 49 | 0 | 5101
0.08385 | 7 | 0.115 | 13 | 0.15 | 24000 | 264000 | 287000 | 285.15 | 286.7457 | 53.1 | 49 | 0 | 715
0.08385 | 7 | 0.115 | 13 | 0.2 | 27000 | 352000 | 377000 | 285.15 | 286.9337 | 53.1 | 49 | 0 | 798
0.08385 | 7 | 0.115 | 13 | 0.3 | 33000 | 527000 | 559000 | 285.15 | 287.311 | 53.1 | 49 | 0 | 979
0.08385 | 7 | 0.115 | 13 | 0.4 | 39000 | 703000 | 741000 | 285.15 | 287.6896 | 53.1 | 49 | 0 | 1181
0.08385 | 7 | 0.115 | 13 | 0.5 | 47000 | 879000 | 925000 | 285.15 | 288.0701 | 53.1 | 49 | 0 | 1410
0.08385 | 7 | 0.115 | 13 | 0.6 | 58000 | 1055000 | 1111000 | 285.15 | 288.4574 | 53.1 | 49 | 0 | 1742
0.08385 | 7 | 0.115 | 13 | 0.7 | 73000 | 1231000 | 1302000 | 285.15 | 288.8536 | 53.1 | 49 | 0 | 2204
0.08385 | 7 | 0.115 | 13 | 0.8 | 93000 | 1406000 | 1497000 | 285.15 | 289.2585 | 53.1 | 49 | 0 | 2798
0.08385 | 7 | 0.115 | 13 | 0.9 | 122000 | 1582000 | 1700000 | 285.15 | 289.6813 | 53.1 | 49 | 0 | 3657
0.08385 | 7 | 0.115 | 13 | 1 | 172000 | 1758000 | 1924000 | 285.15 | 290.1463 | 53.1 | 49 | 0 | 5145
0.08385 | 7 | 0.115 | 13.5 | 0.15 | 24000 | 264000 | 287000 | 285.15 | 287.2467 | 53.1 | 49 | 0 | 729
0.08385 | 7 | 0.115 | 13.5 | 0.2 | 27000 | 352000 | 378000 | 285.15 | 287.435 | 53.1 | 49 | 0 | 814
0.08385 | 7 | 0.115 | 13.5 | 0.3 | 33000 | 527000 | 560000 | 285.15 | 287.8127 | 53.1 | 49 | 0 | 1001
0.08385 | 7 | 0.115 | 13.5 | 0.4 | 40000 | 703000 | 742000 | 285.15 | 288.1919 | 53.1 | 49 | 0 | 1210
0.08385 | 7 | 0.115 | 13.5 | 0.5 | 48000 | 879000 | 926000 | 285.15 | 288.5727 | 53.1 | 49 | 0 | 1443
0.08385 | 7 | 0.115 | 13.5 | 0.6 | 59000 | 1055000 | 1112000 | 285.15 | 288.96 | 53.1 | 49 | 0 | 1773
0.08385 | 7 | 0.115 | 13.5 | 0.7 | 76000 | 1231000 | 1304000 | 285.15 | 289.3589 | 53.1 | 49 | 0 | 2275
0.08385 | 7 | 0.115 | 13.5 | 0.8 | 96000 | 1406000 | 1499000 | 285.15 | 289.7638 | 53.1 | 49 | 0 | 2866
0.08385 | 7 | 0.115 | 13.5 | 0.9 | 123000 | 1582000 | 1702000 | 285.15 | 290.1845 | 53.1 | 49 | 0 | 3694
0.08385 | 7 | 0.115 | 13.5 | 1 | 170000 | 1758000 | 1923000 | 285.15 | 290.6445 | 53.1 | 49 | 0 | 5106
0.08385 | 7 | 0.115 | 14 | 0.15 | 25000 | 264000 | 288000 | 285.15 | 287.7479 | 53.1 | 49 | 0 | 745
0.08385 | 7 | 0.115 | 14 | 0.2 | 28000 | 352000 | 379000 | 285.15 | 287.9364 | 53.1 | 49 | 0 | 833
0.08385 | 7 | 0.115 | 14 | 0.3 | 34000 | 527000 | 560000 | 285.15 | 288.3144 | 53.1 | 49 | 0 | 1022
0.08385 | 7 | 0.115 | 14 | 0.4 | 41000 | 703000 | 743000 | 285.15 | 288.6937 | 53.1 | 49 | 0 | 1232
0.08385 | 7 | 0.115 | 14 | 0.5 | 49000 | 879000 | 927000 | 285.15 | 289.0756 | 53.1 | 49 | 0 | 1481
0.08385 | 7 | 0.115 | 14 | 0.6 | 61000 | 1055000 | 1114000 | 285.15 | 289.465 | 53.1 | 49 | 0 | 1840
0.08385 | 7 | 0.115 | 14 | 0.7 | 78000 | 1231000 | 1306000 | 285.15 | 289.8642 | 53.1 | 49 | 0 | 2345
0.08385 | 7 | 0.115 | 14 | 0.8 | 98000 | 1406000 | 1501000 | 285.15 | 290.2694 | 53.1 | 49 | 0 | 2940
0.08385 | 7 | 0.115 | 14 | 0.9 | 124000 | 1582000 | 1703000 | 285.15 | 290.6878 | 53.1 | 49 | 0 | 3732
0.08385 | 7 | 0.115 | 14 | 1 | 167000 | 1758000 | 1920000 | 285.15 | 291.1385 | 53.1 | 49 | 0 | 5004
0.08385 | 7 | 0.115 | 14.5 | 0.15 | 25000 | 264000 | 288000 | 285.15 | 288.2492 | 53.1 | 49 | 0 | 762
0.08385 | 7 | 0.115 | 14.5 | 0.2 | 28000 | 352000 | 379000 | 285.15 | 288.4379 | 53.1 | 49 | 0 | 853
0.08385 | 7 | 0.115 | 14.5 | 0.3 | 35000 | 527000 | 561000 | 285.15 | 288.8162 | 53.1 | 49 | 0 | 1046
0.08385 | 7 | 0.115 | 14.5 | 0.4 | 42000 | 703000 | 744000 | 285.15 | 289.1963 | 53.1 | 49 | 0 | 1266
0.08385 | 7 | 0.115 | 14.5 | 0.5 | 51000 | 879000 | 928000 | 285.15 | 289.5789 | 53.1 | 49 | 0 | 1523
0.08385 | 7 | 0.115 | 14.5 | 0.6 | 64000 | 1055000 | 1117000 | 285.15 | 289.9701 | 53.1 | 49 | 0 | 1909
0.08385 | 7 | 0.115 | 14.5 | 0.7 | 81000 | 1231000 | 1309000 | 285.15 | 290.3696 | 53.1 | 49 | 0 | 2418
0.08385 | 7 | 0.115 | 14.5 | 0.8 | 101000 | 1406000 | 1504000 | 285.15 | 290.7753 | 53.1 | 49 | 0 | 3018
0.08385 | 7 | 0.115 | 14.5 | 0.9 | 126000 | 1582000 | 1704000 | 285.15 | 291.1915 | 53.1 | 49 | 0 | 3776
0.08385 | 7 | 0.115 | 14.5 | 1 | 166000 | 1758000 | 1919000 | 285.15 | 291.6377 | 53.1 | 49 | 0 | 4980
0.08385 | 7 | 0.115 | 15 | 0.15 | 26000 | 264000 | 289000 | 285.15 | 288.7506 | 53.1 | 49 | 0 | 782
0.08385 | 7 | 0.115 | 15 | 0.2 | 29000 | 352000 | 380000 | 285.15 | 288.9396 | 53.1 | 49 | 0 | 875
0.08385 | 7 | 0.115 | 15 | 0.3 | 36000 | 527000 | 562000 | 285.15 | 289.3182 | 53.1 | 49 | 0 | 1073
0.08385 | 7 | 0.115 | 15 | 0.4 | 43000 | 703000 | 745000 | 285.15 | 289.6992 | 53.1 | 49 | 0 | 1305
0.08385 | 7 | 0.115 | 15 | 0.5 | 53000 | 879000 | 930000 | 285.15 | 290.0831 | 53.1 | 49 | 0 | 1579
0.08385 | 7 | 0.115 | 15 | 0.6 | 66000 | 1055000 | 1119000 | 285.15 | 290.4751 | 53.1 | 49 | 0 | 1977
0.08385 | 7 | 0.115 | 15 | 0.7 | 83000 | 1231000 | 1311000 | 285.15 | 290.8751 | 53.1 | 49 | 0 | 2491
0.08385 | 7 | 0.115 | 15 | 0.8 | 103000 | 1406000 | 1506000 | 285.15 | 291.2811 | 53.1 | 49 | 0 | 3096
0.08385 | 7 | 0.115 | 15 | 0.9 | 128000 | 1582000 | 1706000 | 285.15 | 291.6961 | 53.1 | 49 | 0 | 3834
0.08385 | 7 | 0.115 | 15 | 1 | 176000 | 1758000 | 1928000 | 285.15 | 292.1579 | 53.1 | 49 | 0 | 5269
0.08385 | 7 | 0.115 | 15.5 | 0.15 | 27000 | 264000 | 290000 | 285.15 | 289.2522 | 53.1 | 49 | 0 | 804
0.08385 | 7 | 0.115 | 15.5 | 0.2 | 30000 | 352000 | 381000 | 285.15 | 289.4414 | 53.1 | 49 | 0 | 899
0.08385 | 7 | 0.115 | 15.5 | 0.3 | 37000 | 527000 | 563000 | 285.15 | 289.8209 | 53.1 | 49 | 0 | 1109
0.08385 | 7 | 0.115 | 15.5 | 0.4 | 45000 | 703000 | 747000 | 285.15 | 290.2021 | 53.1 | 49 | 0 | 1343
0.08385 | 7 | 0.115 | 15.5 | 0.5 | 55000 | 879000 | 932000 | 285.15 | 290.5873 | 53.1 | 49 | 0 | 1637
0.08385 | 7 | 0.115 | 15.5 | 0.6 | 68000 | 1055000 | 1121000 | 285.15 | 290.9803 | 53.1 | 49 | 0 | 2047
0.08385 | 7 | 0.115 | 15.5 | 0.7 | 85000 | 1231000 | 1313000 | 285.15 | 291.3806 | 53.1 | 49 | 0 | 2564
0.08385 | 7 | 0.115 | 15.5 | 0.8 | 106000 | 1406000 | 1509000 | 285.15 | 291.7872 | 53.1 | 49 | 0 | 3177
0.08385 | 7 | 0.115 | 15.5 | 0.9 | 130000 | 1582000 | 1708000 | 285.15 | 292.2011 | 53.1 | 49 | 0 | 3897
0.08385 | 7 | 0.115 | 15.5 | 1 | 176000 | 1758000 | 1929000 | 285.15 | 292.6595 | 53.1 | 49 | 0 | 5280
0.08385 | 7 | 0.115 | 16 | 0.15 | 27000 | 264000 | 290000 | 285.15 | 289.7521 | 53.1 | 49 | 0 | 800
0.08385 | 7 | 0.115 | 16 | 0.2 | 31000 | 352000 | 382000 | 285.15 | 289.9435 | 53.1 | 49 | 0 | 929
0.08385 | 7 | 0.115 | 16 | 0.3 | 38000 | 527000 | 564000 | 285.15 | 290.3236 | 53.1 | 49 | 0 | 1145
0.08385 | 7 | 0.115 | 16 | 0.4 | 46000 | 703000 | 748000 | 285.15 | 290.7059 | 53.1 | 49 | 0 | 1394
0.08385 | 7 | 0.115 | 16 | 0.5 | 57000 | 879000 | 934000 | 285.15 | 291.092 | 53.1 | 49 | 0 | 1700
0.08385 | 7 | 0.115 | 16 | 0.6 | 71000 | 1055000 | 1123000 | 285.15 | 291.4855 | 53.1 | 49 | 0 | 2117
0.08385 | 7 | 0.115 | 16 | 0.7 | 88000 | 1231000 | 1316000 | 285.15 | 291.8863 | 53.1 | 49 | 0 | 2641
0.08385 | 7 | 0.115 | 16 | 0.8 | 109000 | 1406000 | 1512000 | 285.15 | 292.2935 | 53.1 | 49 | 0 | 3261
0.08385 | 7 | 0.115 | 16 | 0.9 | 132000 | 1582000 | 1711000 | 285.15 | 292.7066 | 53.1 | 49 | 0 | 3969
0.08385 | 7 | 0.115 | 16 | 1 | 174000 | 1758000 | 1927000 | 285.15 | 293.1571 | 53.1 | 49 | 0 | 5232
0.08385 | 7 | 0.115 | 16.5 | 0.15 | 27000 | 264000 | 290000 | 285.15 | 290.2538 | 53.1 | 49 | 0 | 823
0.08385 | 7 | 0.115 | 16.5 | 0.2 | 32000 | 352000 | 383000 | 285.15 | 290.446 | 53.1 | 49 | 0 | 964
0.08385 | 7 | 0.115 | 16.5 | 0.3 | 40000 | 527000 | 566000 | 285.15 | 290.8269 | 53.1 | 49 | 0 | 1191
0.08385 | 7 | 0.115 | 16.5 | 0.4 | 48000 | 703000 | 750000 | 285.15 | 291.2102 | 53.1 | 49 | 0 | 1454
0.08385 | 7 | 0.115 | 16.5 | 0.5 | 59000 | 879000 | 936000 | 285.15 | 291.5967 | 53.1 | 49 | 0 | 1765
0.08385 | 7 | 0.115 | 16.5 | 0.6 | 73000 | 1055000 | 1126000 | 285.15 | 291.9908 | 53.1 | 49 | 0 | 2188
0.08385 | 7 | 0.115 | 16.5 | 0.7 | 91000 | 1231000 | 1318000 | 285.15 | 292.3919 | 53.1 | 49 | 0 | 2717
0.08385 | 7 | 0.115 | 16.5 | 0.8 | 112000 | 1406000 | 1515000 | 285.15 | 292.8 | 53.1 | 49 | 0 | 3349
0.08385 | 7 | 0.115 | 16.5 | 0.9 | 135000 | 1582000 | 1713000 | 285.15 | 293.2135 | 53.1 | 49 | 0 | 4060
0.08385 | 7 | 0.115 | 16.5 | 1 | 172000 | 1758000 | 1924000 | 285.15 | 293.6521 | 53.1 | 49 | 0 | 5145
0.08385 | 7 | 0.115 | 17 | 0.15 | 28000 | 264000 | 291000 | 285.15 | 290.7558 | 53.1 | 49 | 0 | 851
0.08385 | 7 | 0.115 | 17 | 0.2 | 33000 | 352000 | 384000 | 285.15 | 290.9489 | 53.1 | 49 | 0 | 1005
0.08385 | 7 | 0.115 | 17 | 0.3 | 42000 | 527000 | 568000 | 285.15 | 291.3308 | 53.1 | 49 | 0 | 1246
0.08385 | 7 | 0.115 | 17 | 0.4 | 50000 | 703000 | 751000 | 285.15 | 291.7127 | 53.1 | 49 | 0 | 1487
0.08385 | 7 | 0.115 | 17 | 0.5 | 61000 | 879000 | 938000 | 285.15 | 292.1015 | 53.1 | 49 | 0 | 1830
0.08385 | 7 | 0.115 | 17 | 0.6 | 75000 | 1055000 | 1128000 | 285.15 | 292.4962 | 53.1 | 49 | 0 | 2262
0.08385 | 7 | 0.115 | 17 | 0.7 | 93000 | 1231000 | 1321000 | 285.15 | 292.8978 | 53.1 | 49 | 0 | 2797
0.08385 | 7 | 0.115 | 17 | 0.8 | 115000 | 1406000 | 1517000 | 285.15 | 293.3065 | 53.1 | 49 | 0 | 3436
0.08385 | 7 | 0.115 | 17 | 0.9 | 139000 | 1582000 | 1717000 | 285.15 | 293.7214 | 53.1 | 49 | 0 | 4167
0.08385 | 7 | 0.115 | 17 | 1 | 169000 | 1758000 | 1922000 | 285.15 | 294.1472 | 53.1 | 49 | 0 | 5061
0.08385 | 7 | 0.115 | 17.5 | 0.15 | 29000 | 264000 | 292000 | 285.15 | 291.2581 | 53.1 | 49 | 0 | 885
0.08385 | 7 | 0.115 | 17.5 | 0.2 | 35000 | 352000 | 386000 | 285.15 | 291.4526 | 53.1 | 49 | 0 | 1057
0.08385 | 7 | 0.115 | 17.5 | 0.3 | 44000 | 527000 | 570000 | 285.15 | 291.8355 | 53.1 | 49 | 0 | 1312
0.08385 | 7 | 0.115 | 17.5 | 0.4 | 51000 | 703000 | 753000 | 285.15 | 292.2168 | 53.1 | 49 | 0 | 1543
0.08385 | 7 | 0.115 | 17.5 | 0.5 | 63000 | 879000 | 940000 | 285.15 | 292.6063 | 53.1 | 49 | 0 | 1896
0.08385 | 7 | 0.115 | 17.5 | 0.6 | 78000 | 1055000 | 1130000 | 285.15 | 293.001 | 53.1 | 49 | 0 | 2327
0.08385 | 7 | 0.115 | 17.5 | 0.7 | 96000 | 1231000 | 1324000 | 285.15 | 293.404 | 53.1 | 49 | 0 | 2880
0.08385 | 7 | 0.115 | 17.5 | 0.8 | 117000 | 1406000 | 1520000 | 285.15 | 293.8131 | 53.1 | 49 | 0 | 3525
0.08385 | 7 | 0.115 | 17.5 | 0.9 | 142000 | 1582000 | 1720000 | 285.15 | 294.2286 | 53.1 | 49 | 0 | 4265
0.08385 | 7 | 0.115 | 17.5 | 1 | 169000 | 1758000 | 1922000 | 285.15 | 294.6486 | 53.1 | 49 | 0 | 5071
0.08385 | 7 | 0.115 | 18 | 0.15 | 31000 | 264000 | 293000 | 285.15 | 291.7606 | 53.1 | 49 | 0 | 920
0.08385 | 7 | 0.115 | 18 | 0.2 | 35000 | 352000 | 386000 | 285.15 | 291.9526 | 53.1 | 49 | 0 | 1055
0.08385 | 7 | 0.115 | 18 | 0.3 | 45000 | 527000 | 572000 | 285.15 | 292.3392 | 53.1 | 49 | 0 | 1364
0.08385 | 7 | 0.115 | 18 | 0.4 | 53000 | 703000 | 755000 | 285.15 | 292.7209 | 53.1 | 49 | 0 | 1599
0.08385 | 7 | 0.115 | 18 | 0.5 | 65000 | 879000 | 942000 | 285.15 | 293.1112 | 53.1 | 49 | 0 | 1964
0.08385 | 7 | 0.115 | 18 | 0.6 | 80000 | 1055000 | 1132000 | 285.15 | 293.5066 | 53.1 | 49 | 0 | 2403
0.08385 | 7 | 0.115 | 18 | 0.7 | 99000 | 1231000 | 1326000 | 285.15 | 293.9101 | 53.1 | 49 | 0 | 2963
0.08385 | 7 | 0.115 | 18 | 0.8 | 121000 | 1406000 | 1523000 | 285.15 | 294.3198 | 53.1 | 49 | 0 | 3615
0.08385 | 7 | 0.115 | 18 | 0.9 | 145000 | 1582000 | 1723000 | 285.15 | 294.7356 | 53.1 | 49 | 0 | 4359
0.08385 | 7 | 0.115 | 18 | 1 | 172000 | 1758000 | 1924000 | 285.15 | 295.1544 | 53.1 | 49 | 0 | 5145
0.08385 | 7 | 0.115 | 21 | 0.15 | 38000 | 264000 | 300000 | 285.15 | 294.7757 | 53.1 | 49 | 0 | 1134
0.08385 | 7 | 0.115 | 21 | 0.2 | 44000 | 352000 | 394000 | 285.15 | 294.9705 | 53.1 | 49 | 0 | 1307
0.08385 | 7 | 0.115 | 21 | 0.3 | 56000 | 527000 | 582000 | 285.15 | 295.3627 | 53.1 | 49 | 0 | 1693
0.08385 | 7 | 0.115 | 21 | 0.4 | 66000 | 703000 | 767000 | 285.15 | 295.7473 | 53.1 | 49 | 0 | 1966
0.08385 | 7 | 0.115 | 21 | 0.5 | 80000 | 879000 | 956000 | 285.15 | 296.1422 | 53.1 | 49 | 0 | 2391
0.08385 | 7 | 0.115 | 21 | 0.6 | 96000 | 1055000 | 1148000 | 285.15 | 296.5417 | 53.1 | 49 | 0 | 2885
0.08385 | 7 | 0.115 | 21 | 0.7 | 117000 | 1231000 | 1344000 | 285.15 | 296.9493 | 53.1 | 49 | 0 | 3499
0.08385 | 7 | 0.115 | 21 | 0.8 | 140000 | 1406000 | 1542000 | 285.15 | 297.362 | 53.1 | 49 | 0 | 4190
0.08385 | 7 | 0.115 | 21 | 0.9 | 166000 | 1582000 | 1744000 | 285.15 | 297.7824 | 53.1 | 49 | 0 | 4994
0.08385 | 7 | 0.115 | 21 | 1 | 198000 | 1758000 | 1950000 | 285.15 | 298.2129 | 53.1 | 49 | 0 | 5949
0.08385 | 7 | 0.115 | 24 | 0.15 | 46000 | 264000 | 308000 | 285.15 | 297.7925 | 53.1 | 49 | 0 | 1372
0.08385 | 7 | 0.115 | 24 | 0.2 | 53000 | 352000 | 403000 | 285.15 | 297.9903 | 53.1 | 49 | 0 | 1587
0.08385 | 7 | 0.115 | 24 | 0.3 | 67000 | 527000 | 592000 | 285.15 | 298.3849 | 53.1 | 49 | 0 | 2003
0.08385 | 7 | 0.115 | 24 | 0.4 | 83000 | 703000 | 783000 | 285.15 | 298.7837 | 53.1 | 49 | 0 | 2480
0.08385 | 7 | 0.115 | 24 | 0.5 | 95000 | 879000 | 972000 | 285.15 | 299.1762 | 53.1 | 49 | 0 | 2864
0.08385 | 7 | 0.115 | 24 | 0.6 | 114000 | 1055000 | 1165000 | 285.15 | 299.58 | 53.1 | 49 | 0 | 3415
0.08385 | 7 | 0.115 | 24 | 0.7 | 136000 | 1231000 | 1362000 | 285.15 | 299.9907 | 53.1 | 49 | 0 | 4069
0.08385 | 7 | 0.115 | 24 | 0.8 | 161000 | 1406000 | 1563000 | 285.15 | 300.4089 | 53.1 | 49 | 0 | 4834
0.08385 | 7 | 0.115 | 24 | 0.9 | 190000 | 1582000 | 1766000 | 285.15 | 300.8338 | 53.1 | 49 | 0 | 5699
0.08385 | 7 | 0.115 | 24 | 1 | 222000 | 1758000 | 1973000 | 285.15 | 301.2649 | 53.1 | 49 | 0 | 6654
0.08385 | 7 | 0.115 | 27 | 0.15 | 54000 | 264000 | 316000 | 285.15 | 300.8105 | 53.1 | 49 | 0 | 1629
0.08385 | 7 | 0.115 | 27 | 0.2 | 63000 | 352000 | 413000 | 285.15 | 301.0117 | 53.1 | 49 | 0 | 1892
0.08385 | 7 | 0.115 | 27 | 0.3 | 80000 | 527000 | 605000 | 285.15 | 301.4124 | 53.1 | 49 | 0 | 2391
0.08385 | 7 | 0.115 | 27 | 0.4 | 98000 | 703000 | 799000 | 285.15 | 301.8173 | 53.1 | 49 | 0 | 2952
0.08385 | 7 | 0.115 | 27 | 0.5 | 113000 | 879000 | 989000 | 285.15 | 302.2147 | 53.1 | 49 | 0 | 3403
0.08385 | 7 | 0.115 | 27 | 0.6 | 133000 | 1055000 | 1184000 | 285.15 | 302.6215 | 53.1 | 49 | 0 | 3993
0.08385 | 7 | 0.115 | 27 | 0.7 | 157000 | 1231000 | 1383000 | 285.15 | 303.0367 | 53.1 | 49 | 0 | 4706
0.08385 | 7 | 0.115 | 27 | 0.8 | 185000 | 1406000 | 1585000 | 285.15 | 303.4597 | 53.1 | 49 | 0 | 5536
0.08385 | 7 | 0.115 | 27 | 0.9 | 215000 | 1582000 | 1790000 | 285.15 | 303.8874 | 53.1 | 49 | 0 | 6436
0.08385 | 7 | 0.115 | 27 | 1 | 250000 | 1758000 | 2000000 | 285.15 | 304.326 | 53.1 | 49 | 0 | 7496
0.08385 | 7 | 0.115 | 30 | 0.15 | 63000 | 264000 | 325000 | 285.15 | 303.8291 | 53.1 | 49 | 0 | 1895
0.08385 | 7 | 0.115 | 30 | 0.2 | 74000 | 352000 | 423000 | 285.15 | 304.0339 | 53.1 | 49 | 0 | 2207
0.08385 | 7 | 0.115 | 30 | 0.3 | 93000 | 527000 | 618000 | 285.15 | 304.4409 | 53.1 | 49 | 0 | 2794
0.08385 | 7 | 0.115 | 30 | 0.4 | 113000 | 703000 | 812000 | 285.15 | 304.8478 | 53.1 | 49 | 0 | 3379
0.08385 | 7 | 0.115 | 30 | 0.5 | 135000 | 879000 | 1010000 | 285.15 | 305.2598 | 53.1 | 49 | 0 | 4040
0.08385 | 7 | 0.115 | 30 | 0.6 | 154000 | 1055000 | 1204000 | 285.15 | 305.667 | 53.1 | 49 | 0 | 4629
0.08385 | 7 | 0.115 | 30 | 0.7 | 180000 | 1231000 | 1405000 | 285.15 | 306.0857 | 53.1 | 49 | 0 | 5388
0.08385 | 7 | 0.115 | 30 | 0.8 | 208000 | 1406000 | 1608000 | 285.15 | 306.5107 | 53.1 | 49 | 0 | 6240
0.08385 | 7 | 0.115 | 30 | 0.9 | 243000 | 1582000 | 1818000 | 285.15 | 306.9482 | 53.1 | 49 | 0 | 7279
0.08385 | 7 | 0.115 | 30 | 1 | 279000 | 1758000 | 2029000 | 285.15 | 307.3894 | 53.1 | 49 | 0 | 8371
0.08385 | 9 | 0.00115 | 10.5 | 0.15 | Null | Null | Null | Null | Null | Null | Null | Null | Null
0.08385 | 9 | 0.00115 | 10.5 | 0.2 | Null | Null | Null | Null | Null | Null | Null | Null | Null
0.08385 | 9 | 0.00115 | 10.5 | 0.3 | Null | Null | Null | Null | Null | Null | Null | Null | Null
0.08385 | 9 | 0.00115 | 10.5 | 0.4 | Null | Null | Null | Null | Null | Null | Null | Null | Null
0.08385 | 9 | 0.00115 | 10.5 | 0.5 | Null | Null | Null | Null | Null | Null | Null | Null | Null
0.08385 | 9 | 0.00115 | 10.5 | 0.6 | Null | Null | Null | Null | Null | Null | Null | Null | Null
0.08385 | 9 | 0.00115 | 10.5 | 0.7 | Null | Null | Null | Null | Null | Null | Null | Null | Null
0.08385 | 9 | 0.00115 | 10.5 | 0.8 | Null | Null | Null | Null | Null | Null | Null | Null | Null
0.08385 | 9 | 0.00115 | 10.5 | 0.9 | Null | Null | Null | Null | Null | Null | Null | Null | Null
0.08385 | 9 | 0.00115 | 10.5 | 1 | Null | Null | Null | Null | Null | Null | Null | Null | Null
0.08385 | 9 | 0.00115 | 11 | 0.15 | Null | Null | Null | Null | Null | Null | Null | Null | Null
0.08385 | 9 | 0.00115 | 11 | 0.2 | Null | Null | Null | Null | Null | Null | Null | Null | Null
0.08385 | 9 | 0.00115 | 11 | 0.3 | Null | Null | Null | Null | Null | Null | Null | Null | Null
0.08385 | 9 | 0.00115 | 11 | 0.4 | Null | Null | Null | Null | Null | Null | Null | Null | Null
0.08385 | 9 | 0.00115 | 11 | 0.5 | Null | Null | Null | Null | Null | Null | Null | Null | Null
0.08385 | 9 | 0.00115 | 11 | 0.6 | Null | Null | Null | Null | Null | Null | Null | Null | Null
0.08385 | 9 | 0.00115 | 11 | 0.7 | Null | Null | Null | Null | Null | Null | Null | Null | Null
0.08385 | 9 | 0.00115 | 11 | 0.8 | Null | Null | Null | Null | Null | Null | Null | Null | Null
0.08385 | 9 | 0.00115 | 11 | 0.9 | Null | Null | Null | Null | Null | Null | Null | Null | Null
0.08385 | 9 | 0.00115 | 11 | 1 | Null | Null | Null | Null | Null | Null | Null | Null | Null
0.08385 | 9 | 0.00115 | 11.5 | 0.15 | Null | Null | Null | Null | Null | Null | Null | Null | Null
0.08385 | 9 | 0.00115 | 11.5 | 0.2 | Null | Null | Null | Null | Null | Null | Null | Null | Null
0.08385 | 9 | 0.00115 | 11.5 | 0.3 | Null | Null | Null | Null | Null | Null | Null | Null | Null
0.08385 | 9 | 0.00115 | 11.5 | 0.4 | Null | Null | Null | Null | Null | Null | Null | Null | Null
0.08385 | 9 | 0.00115 | 11.5 | 0.5 | Null | Null | Null | Null | Null | Null | Null | Null | Null
0.08385 | 9 | 0.00115 | 11.5 | 0.6 | Null | Null | Null | Null | Null | Null | Null | Null | Null
0.08385 | 9 | 0.00115 | 11.5 | 0.7 | Null | Null | Null | Null | Null | Null | Null | Null | Null
0.08385 | 9 | 0.00115 | 11.5 | 0.8 | Null | Null | Null | Null | Null | Null | Null | Null | Null
0.08385 | 9 | 0.00115 | 11.5 | 0.9 | Null | Null | Null | Null | Null | Null | Null | Null | Null
0.08385 | 9 | 0.00115 | 11.5 | 1 | Null | Null | Null | Null | Null | Null | Null | Null | Null
0.08385 | 9 | 0.00115 | 12 | 0.15 | Null | Null | Null | Null | Null | Null | Null | Null | Null
0.08385 | 9 | 0.00115 | 12 | 0.2 | Null | Null | Null | Null | Null | Null | Null | Null | Null
0.08385 | 9 | 0.00115 | 12 | 0.3 | Null | Null | Null | Null | Null | Null | Null | Null | Null
0.08385 | 9 | 0.00115 | 12 | 0.4 | Null | Null | Null | Null | Null | Null | Null | Null | Null
0.08385 | 9 | 0.00115 | 12 | 0.5 | Null | Null | Null | Null | Null | Null | Null | Null | Null
0.08385 | 9 | 0.00115 | 12 | 0.6 | Null | Null | Null | Null | Null | Null | Null | Null | Null
0.08385 | 9 | 0.00115 | 12 | 0.7 | Null | Null | Null | Null | Null | Null | Null | Null | Null
0.08385 | 9 | 0.00115 | 12 | 0.8 | Null | Null | Null | Null | Null | Null | Null | Null | Null
0.08385 | 9 | 0.00115 | 12 | 0.9 | Null | Null | Null | Null | Null | Null | Null | Null | Null
0.08385 | 9 | 0.00115 | 12 | 1 | Null | Null | Null | Null | Null | Null | Null | Null | Null
0.08385 | 9 | 0.00115 | 12.5 | 0.15 | Null | Null | Null | Null | Null | Null | Null | Null | Null
0.08385 | 9 | 0.00115 | 12.5 | 0.2 | Null | Null | Null | Null | Null | Null | Null | Null | Null
0.08385 | 9 | 0.00115 | 12.5 | 0.3 | Null | Null | Null | Null | Null | Null | Null | Null | Null
0.08385 | 9 | 0.00115 | 12.5 | 0.4 | Null | Null | Null | Null | Null | Null | Null | Null | Null
0.08385 | 9 | 0.00115 | 12.5 | 0.5 | Null | Null | Null | Null | Null | Null | Null | Null | Null
0.08385 | 9 | 0.00115 | 12.5 | 0.6 | Null | Null | Null | Null | Null | Null | Null | Null | Null
0.08385 | 9 | 0.00115 | 12.5 | 0.7 | Null | Null | Null | Null | Null | Null | Null | Null | Null
0.08385 | 9 | 0.00115 | 12.5 | 0.8 | Null | Null | Null | Null | Null | Null | Null | Null | Null
0.08385 | 9 | 0.00115 | 12.5 | 0.9 | Null | Null | Null | Null | Null | Null | Null | Null | Null
0.08385 | 9 | 0.00115 | 12.5 | 1 | Null | Null | Null | Null | Null | Null | Null | Null | Null
0.08385 | 9 | 0.00115 | 13 | 0.15 | Null | Null | Null | Null | Null | Null | Null | Null | Null
0.08385 | 9 | 0.00115 | 13 | 0.2 | Null | Null | Null | Null | Null | Null | Null | Null | Null
0.08385 | 9 | 0.00115 | 13 | 0.3 | Null | Null | Null | Null | Null | Null | Null | Null | Null
0.08385 | 9 | 0.00115 | 13 | 0.4 | Null | Null | Null | Null | Null | Null | Null | Null | Null
0.08385 | 9 | 0.00115 | 13 | 0.5 | Null | Null | Null | Null | Null | Null | Null | Null | Null
0.08385 | 9 | 0.00115 | 13 | 0.6 | Null | Null | Null | Null | Null | Null | Null | Null | Null
0.08385 | 9 | 0.00115 | 13 | 0.7 | Null | Null | Null | Null | Null | Null | Null | Null | Null
0.08385 | 9 | 0.00115 | 13 | 0.8 | Null | Null | Null | Null | Null | Null | Null | Null | Null
0.08385 | 9 | 0.00115 | 13 | 0.9 | Null | Null | Null | Null | Null | Null | Null | Null | Null
0.08385 | 9 | 0.00115 | 13 | 1 | Null | Null | Null | Null | Null | Null | Null | Null | Null
0.08385 | 9 | 0.00115 | 13.5 | 0.15 | Null | Null | Null | Null | Null | Null | Null | Null | Null
0.08385 | 9 | 0.00115 | 13.5 | 0.2 | Null | Null | Null | Null | Null | Null | Null | Null | Null
0.08385 | 9 | 0.00115 | 13.5 | 0.3 | Null | Null | Null | Null | Null | Null | Null | Null | Null
0.08385 | 9 | 0.00115 | 13.5 | 0.4 | Null | Null | Null | Null | Null | Null | Null | Null | Null
0.08385 | 9 | 0.00115 | 13.5 | 0.5 | Null | Null | Null | Null | Null | Null | Null | Null | Null
0.08385 | 9 | 0.00115 | 13.5 | 0.6 | Null | Null | Null | Null | Null | Null | Null | Null | Null
0.08385 | 9 | 0.00115 | 13.5 | 0.7 | Null | Null | Null | Null | Null | Null | Null | Null | Null
0.08385 | 9 | 0.00115 | 13.5 | 0.8 | Null | Null | Null | Null | Null | Null | Null | Null | Null
0.08385 | 9 | 0.00115 | 13.5 | 0.9 | Null | Null | Null | Null | Null | Null | Null | Null | Null
0.08385 | 9 | 0.00115 | 13.5 | 1 | Null | Null | Null | Null | Null | Null | Null | Null | Null
0.08385 | 9 | 0.00115 | 14 | 0.15 | Null | Null | Null | Null | Null | Null | Null | Null | Null
0.08385 | 9 | 0.00115 | 14 | 0.2 | Null | Null | Null | Null | Null | Null | Null | Null | Null
0.08385 | 9 | 0.00115 | 14 | 0.3 | Null | Null | Null | Null | Null | Null | Null | Null | Null
0.08385 | 9 | 0.00115 | 14 | 0.4 | Null | Null | Null | Null | Null | Null | Null | Null | Null
0.08385 | 9 | 0.00115 | 14 | 0.5 | Null | Null | Null | Null | Null | Null | Null | Null | Null
0.08385 | 9 | 0.00115 | 14 | 0.6 | Null | Null | Null | Null | Null | Null | Null | Null | Null
0.08385 | 9 | 0.00115 | 14 | 0.7 | Null | Null | Null | Null | Null | Null | Null | Null | Null
0.08385 | 9 | 0.00115 | 14 | 0.8 | Null | Null | Null | Null | Null | Null | Null | Null | Null
0.08385 | 9 | 0.00115 | 14 | 0.9 | Null | Null | Null | Null | Null | Null | Null | Null | Null
0.08385 | 9 | 0.00115 | 14 | 1 | Null | Null | Null | Null | Null | Null | Null | Null | Null
0.08385 | 9 | 0.00115 | 14.5 | 0.15 | Null | Null | Null | Null | Null | Null | Null | Null | Null
0.08385 | 9 | 0.00115 | 14.5 | 0.2 | Null | Null | Null | Null | Null | Null | Null | Null | Null
0.08385 | 9 | 0.00115 | 14.5 | 0.3 | Null | Null | Null | Null | Null | Null | Null | Null | Null
0.08385 | 9 | 0.00115 | 14.5 | 0.4 | Null | Null | Null | Null | Null | Null | Null | Null | Null
0.08385 | 9 | 0.00115 | 14.5 | 0.5 | Null | Null | Null | Null | Null | Null | Null | Null | Null
0.08385 | 9 | 0.00115 | 14.5 | 0.6 | Null | Null | Null | Null | Null | Null | Null | Null | Null
0.08385 | 9 | 0.00115 | 14.5 | 0.7 | Null | Null | Null | Null | Null | Null | Null | Null | Null
0.08385 | 9 | 0.00115 | 14.5 | 0.8 | Null | Null | Null | Null | Null | Null | Null | Null | Null
0.08385 | 9 | 0.00115 | 14.5 | 0.9 | Null | Null | Null | Null | Null | Null | Null | Null | Null
0.08385 | 9 | 0.00115 | 14.5 | 1 | Null | Null | Null | Null | Null | Null | Null | Null | Null
0.08385 | 9 | 0.00115 | 15 | 0.15 | Null | Null | Null | Null | Null | Null | Null | Null | Null
0.08385 | 9 | 0.00115 | 15 | 0.2 | Null | Null | Null | Null | Null | Null | Null | Null | Null
0.08385 | 9 | 0.00115 | 15 | 0.3 | Null | Null | Null | Null | Null | Null | Null | Null | Null
0.08385 | 9 | 0.00115 | 15 | 0.4 | Null | Null | Null | Null | Null | Null | Null | Null | Null
0.08385 | 9 | 0.00115 | 15 | 0.5 | Null | Null | Null | Null | Null | Null | Null | Null | Null
0.08385 | 9 | 0.00115 | 15 | 0.6 | Null | Null | Null | Null | Null | Null | Null | Null | Null
0.08385 | 9 | 0.00115 | 15 | 0.7 | Null | Null | Null | Null | Null | Null | Null | Null | Null
0.08385 | 9 | 0.00115 | 15 | 0.8 | Null | Null | Null | Null | Null | Null | Null | Null | Null
0.08385 | 9 | 0.00115 | 15 | 0.9 | Null | Null | Null | Null | Null | Null | Null | Null | Null
0.08385 | 9 | 0.00115 | 15 | 1 | Null | Null | Null | Null | Null | Null | Null | Null | Null
0.08385 | 9 | 0.00115 | 15.5 | 0.15 | Null | Null | Null | Null | Null | Null | Null | Null | Null
0.08385 | 9 | 0.00115 | 15.5 | 0.2 | Null | Null | Null | Null | Null | Null | Null | Null | Null
0.08385 | 9 | 0.00115 | 15.5 | 0.3 | Null | Null | Null | Null | Null | Null | Null | Null | Null
0.08385 | 9 | 0.00115 | 15.5 | 0.4 | Null | Null | Null | Null | Null | Null | Null | Null | Null
0.08385 | 9 | 0.00115 | 15.5 | 0.5 | Null | Null | Null | Null | Null | Null | Null | Null | Null
0.08385 | 9 | 0.00115 | 15.5 | 0.6 | Null | Null | Null | Null | Null | Null | Null | Null | Null
0.08385 | 9 | 0.00115 | 15.5 | 0.7 | Null | Null | Null | Null | Null | Null | Null | Null | Null
0.08385 | 9 | 0.00115 | 15.5 | 0.8 | Null | Null | Null | Null | Null | Null | Null | Null | Null
0.08385 | 9 | 0.00115 | 15.5 | 0.9 | Null | Null | Null | Null | Null | Null | Null | Null | Null
0.08385 | 9 | 0.00115 | 15.5 | 1 | Null | Null | Null | Null | Null | Null | Null | Null | Null
0.08385 | 9 | 0.00115 | 16 | 0.15 | Null | Null | Null | Null | Null | Null | Null | Null | Null
0.08385 | 9 | 0.00115 | 16 | 0.2 | Null | Null | Null | Null | Null | Null | Null | Null | Null
0.08385 | 9 | 0.00115 | 16 | 0.3 | Null | Null | Null | Null | Null | Null | Null | Null | Null
0.08385 | 9 | 0.00115 | 16 | 0.4 | Null | Null | Null | Null | Null | Null | Null | Null | Null
0.08385 | 9 | 0.00115 | 16 | 0.5 | Null | Null | Null | Null | Null | Null | Null | Null | Null
0.08385 | 9 | 0.00115 | 16 | 0.6 | Null | Null | Null | Null | Null | Null | Null | Null | Null
0.08385 | 9 | 0.00115 | 16 | 0.7 | Null | Null | Null | Null | Null | Null | Null | Null | Null
0.08385 | 9 | 0.00115 | 16 | 0.8 | Null | Null | Null | Null | Null | Null | Null | Null | Null
0.08385 | 9 | 0.00115 | 16 | 0.9 | Null | Null | Null | Null | Null | Null | Null | Null | Null
0.08385 | 9 | 0.00115 | 16 | 1 | Null | Null | Null | Null | Null | Null | Null | Null | Null
0.08385 | 9 | 0.00115 | 16.5 | 0.15 | Null | Null | Null | Null | Null | Null | Null | Null | Null
0.08385 | 9 | 0.00115 | 16.5 | 0.2 | Null | Null | Null | Null | Null | Null | Null | Null | Null
0.08385 | 9 | 0.00115 | 16.5 | 0.3 | Null | Null | Null | Null | Null | Null | Null | Null | Null
0.08385 | 9 | 0.00115 | 16.5 | 0.4 | Null | Null | Null | Null | Null | Null | Null | Null | Null
0.08385 | 9 | 0.00115 | 16.5 | 0.5 | Null | Null | Null | Null | Null | Null | Null | Null | Null
0.08385 | 9 | 0.00115 | 16.5 | 0.6 | Null | Null | Null | Null | Null | Null | Null | Null | Null
0.08385 | 9 | 0.00115 | 16.5 | 0.7 | Null | Null | Null | Null | Null | Null | Null | Null | Null
0.08385 | 9 | 0.00115 | 16.5 | 0.8 | Null | Null | Null | Null | Null | Null | Null | Null | Null
0.08385 | 9 | 0.00115 | 16.5 | 0.9 | Null | Null | Null | Null | Null | Null | Null | Null | Null
0.08385 | 9 | 0.00115 | 16.5 | 1 | Null | Null | Null | Null | Null | Null | Null | Null | Null
0.08385 | 9 | 0.00115 | 17 | 0.15 | Null | Null | Null | Null | Null | Null | Null | Null | Null
0.08385 | 9 | 0.00115 | 17 | 0.2 | Null | Null | Null | Null | Null | Null | Null | Null | Null
0.08385 | 9 | 0.00115 | 17 | 0.3 | Null | Null | Null | Null | Null | Null | Null | Null | Null
0.08385 | 9 | 0.00115 | 17 | 0.4 | Null | Null | Null | Null | Null | Null | Null | Null | Null
0.08385 | 9 | 0.00115 | 17 | 0.5 | Null | Null | Null | Null | Null | Null | Null | Null | Null
0.08385 | 9 | 0.00115 | 17 | 0.6 | Null | Null | Null | Null | Null | Null | Null | Null | Null
0.08385 | 9 | 0.00115 | 17 | 0.7 | Null | Null | Null | Null | Null | Null | Null | Null | Null
0.08385 | 9 | 0.00115 | 17 | 0.8 | Null | Null | Null | Null | Null | Null | Null | Null | Null
0.08385 | 9 | 0.00115 | 17 | 0.9 | Null | Null | Null | Null | Null | Null | Null | Null | Null
0.08385 | 9 | 0.00115 | 17 | 1 | Null | Null | Null | Null | Null | Null | Null | Null | Null
0.08385 | 9 | 0.00115 | 17.5 | 0.15 | Null | Null | Null | Null | Null | Null | Null | Null | Null
0.08385 | 9 | 0.00115 | 17.5 | 0.2 | Null | Null | Null | Null | Null | Null | Null | Null | Null
0.08385 | 9 | 0.00115 | 17.5 | 0.3 | Null | Null | Null | Null | Null | Null | Null | Null | Null
0.08385 | 9 | 0.00115 | 17.5 | 0.4 | Null | Null | Null | Null | Null | Null | Null | Null | Null
0.08385 | 9 | 0.00115 | 17.5 | 0.5 | Null | Null | Null | Null | Null | Null | Null | Null | Null
0.08385 | 9 | 0.00115 | 17.5 | 0.6 | Null | Null | Null | Null | Null | Null | Null | Null | Null
0.08385 | 9 | 0.00115 | 17.5 | 0.7 | Null | Null | Null | Null | Null | Null | Null | Null | Null
0.08385 | 9 | 0.00115 | 17.5 | 0.8 | Null | Null | Null | Null | Null | Null | Null | Null | Null
0.08385 | 9 | 0.00115 | 17.5 | 0.9 | Null | Null | Null | Null | Null | Null | Null | Null | Null
0.08385 | 9 | 0.00115 | 17.5 | 1 | Null | Null | Null | Null | Null | Null | Null | Null | Null
0.08385 | 9 | 0.00115 | 18 | 0.15 | Null | Null | Null | Null | Null | Null | Null | Null | Null
0.08385 | 9 | 0.00115 | 18 | 0.2 | Null | Null | Null | Null | Null | Null | Null | Null | Null
0.08385 | 9 | 0.00115 | 18 | 0.3 | Null | Null | Null | Null | Null | Null | Null | Null | Null
0.08385 | 9 | 0.00115 | 18 | 0.4 | Null | Null | Null | Null | Null | Null | Null | Null | Null
0.08385 | 9 | 0.00115 | 18 | 0.5 | Null | Null | Null | Null | Null | Null | Null | Null | Null
0.08385 | 9 | 0.00115 | 18 | 0.6 | Null | Null | Null | Null | Null | Null | Null | Null | Null
0.08385 | 9 | 0.00115 | 18 | 0.7 | Null | Null | Null | Null | Null | Null | Null | Null | Null
0.08385 | 9 | 0.00115 | 18 | 0.8 | Null | Null | Null | Null | Null | Null | Null | Null | Null
0.08385 | 9 | 0.00115 | 18 | 0.9 | Null | Null | Null | Null | Null | Null | Null | Null | Null
0.08385 | 9 | 0.00115 | 18 | 1 | Null | Null | Null | Null | Null | Null | Null | Null | Null
0.08385 | 9 | 0.00115 | 21 | 0.15 | Null | Null | Null | Null | Null | Null | Null | Null | Null
0.08385 | 9 | 0.00115 | 21 | 0.2 | Null | Null | Null | Null | Null | Null | Null | Null | Null
0.08385 | 9 | 0.00115 | 21 | 0.3 | Null | Null | Null | Null | Null | Null | Null | Null | Null
0.08385 | 9 | 0.00115 | 21 | 0.4 | Null | Null | Null | Null | Null | Null | Null | Null | Null
0.08385 | 9 | 0.00115 | 21 | 0.5 | Null | Null | Null | Null | Null | Null | Null | Null | Null
0.08385 | 9 | 0.00115 | 21 | 0.6 | Null | Null | Null | Null | Null | Null | Null | Null | Null
0.08385 | 9 | 0.00115 | 21 | 0.7 | Null | Null | Null | Null | Null | Null | Null | Null | Null
0.08385 | 9 | 0.00115 | 21 | 0.8 | Null | Null | Null | Null | Null | Null | Null | Null | Null
0.08385 | 9 | 0.00115 | 21 | 0.9 | Null | Null | Null | Null | Null | Null | Null | Null | Null
0.08385 | 9 | 0.00115 | 21 | 1 | Null | Null | Null | Null | Null | Null | Null | Null | Null
0.08385 | 9 | 0.00115 | 24 | 0.15 | Null | Null | Null | Null | Null | Null | Null | Null | Null
0.08385 | 9 | 0.00115 | 24 | 0.2 | Null | Null | Null | Null | Null | Null | Null | Null | Null
0.08385 | 9 | 0.00115 | 24 | 0.3 | Null | Null | Null | Null | Null | Null | Null | Null | Null
0.08385 | 9 | 0.00115 | 24 | 0.4 | Null | Null | Null | Null | Null | Null | Null | Null | Null
0.08385 | 9 | 0.00115 | 24 | 0.5 | Null | Null | Null | Null | Null | Null | Null | Null | Null
0.08385 | 9 | 0.00115 | 24 | 0.6 | Null | Null | Null | Null | Null | Null | Null | Null | Null
0.08385 | 9 | 0.00115 | 24 | 0.7 | Null | Null | Null | Null | Null | Null | Null | Null | Null
0.08385 | 9 | 0.00115 | 24 | 0.8 | Null | Null | Null | Null | Null | Null | Null | Null | Null
0.08385 | 9 | 0.00115 | 24 | 0.9 | Null | Null | Null | Null | Null | Null | Null | Null | Null
0.08385 | 9 | 0.00115 | 24 | 1 | Null | Null | Null | Null | Null | Null | Null | Null | Null
0.08385 | 9 | 0.00115 | 27 | 0.15 | Null | Null | Null | Null | Null | Null | Null | Null | Null
0.08385 | 9 | 0.00115 | 27 | 0.2 | Null | Null | Null | Null | Null | Null | Null | Null | Null
0.08385 | 9 | 0.00115 | 27 | 0.3 | Null | Null | Null | Null | Null | Null | Null | Null | Null
0.08385 | 9 | 0.00115 | 27 | 0.4 | Null | Null | Null | Null | Null | Null | Null | Null | Null
0.08385 | 9 | 0.00115 | 27 | 0.5 | Null | Null | Null | Null | Null | Null | Null | Null | Null
0.08385 | 9 | 0.00115 | 27 | 0.6 | Null | Null | Null | Null | Null | Null | Null | Null | Null
0.08385 | 9 | 0.00115 | 27 | 0.7 | Null | Null | Null | Null | Null | Null | Null | Null | Null
0.08385 | 9 | 0.00115 | 27 | 0.8 | Null | Null | Null | Null | Null | Null | Null | Null | Null
0.08385 | 9 | 0.00115 | 27 | 0.9 | Null | Null | Null | Null | Null | Null | Null | Null | Null
0.08385 | 9 | 0.00115 | 27 | 1 | Null | Null | Null | Null | Null | Null | Null | Null | Null
0.08385 | 9 | 0.00115 | 30 | 0.15 | Null | Null | Null | Null | Null | Null | Null | Null | Null
0.08385 | 9 | 0.00115 | 30 | 0.2 | Null | Null | Null | Null | Null | Null | Null | Null | Null
0.08385 | 9 | 0.00115 | 30 | 0.3 | Null | Null | Null | Null | Null | Null | Null | Null | Null
0.08385 | 9 | 0.00115 | 30 | 0.4 | Null | Null | Null | Null | Null | Null | Null | Null | Null
0.08385 | 9 | 0.00115 | 30 | 0.5 | Null | Null | Null | Null | Null | Null | Null | Null | Null
0.08385 | 9 | 0.00115 | 30 | 0.6 | Null | Null | Null | Null | Null | Null | Null | Null | Null
0.08385 | 9 | 0.00115 | 30 | 0.7 | Null | Null | Null | Null | Null | Null | Null | Null | Null
0.08385 | 9 | 0.00115 | 30 | 0.8 | Null | Null | Null | Null | Null | Null | Null | Null | Null
0.08385 | 9 | 0.00115 | 30 | 0.9 | Null | Null | Null | Null | Null | Null | Null | Null | Null
0.08385 | 9 | 0.00115 | 30 | 1 | Null | Null | Null | Null | Null | Null | Null | Null | Null
0.08385 | 9 | 0.077 | 10.5 | 0.15 | Null | Null | Null | Null | Null | Null | Null | Null | Null
0.08385 | 9 | 0.077 | 10.5 | 0.2 | Null | Null | Null | Null | Null | Null | Null | Null | Null
0.08385 | 9 | 0.077 | 10.5 | 0.3 | Null | Null | Null | Null | Null | Null | Null | Null | Null
0.08385 | 9 | 0.077 | 10.5 | 0.4 | Null | Null | Null | Null | Null | Null | Null | Null | Null
0.08385 | 9 | 0.077 | 10.5 | 0.5 | Null | Null | Null | Null | Null | Null | Null | Null | Null
0.08385 | 9 | 0.077 | 10.5 | 0.6 | Null | Null | Null | Null | Null | Null | Null | Null | Null
0.08385 | 9 | 0.077 | 10.5 | 0.7 | Null | Null | Null | Null | Null | Null | Null | Null | Null
0.08385 | 9 | 0.077 | 10.5 | 0.8 | Null | Null | Null | Null | Null | Null | Null | Null | Null
0.08385 | 9 | 0.077 | 10.5 | 0.9 | Null | Null | Null | Null | Null | Null | Null | Null | Null
0.08385 | 9 | 0.077 | 10.5 | 1 | Null | Null | Null | Null | Null | Null | Null | Null | Null
0.08385 | 9 | 0.077 | 11 | 0.15 | Null | Null | Null | Null | Null | Null | Null | Null | Null
0.08385 | 9 | 0.077 | 11 | 0.2 | Null | Null | Null | Null | Null | Null | Null | Null | Null
0.08385 | 9 | 0.077 | 11 | 0.3 | Null | Null | Null | Null | Null | Null | Null | Null | Null
0.08385 | 9 | 0.077 | 11 | 0.4 | Null | Null | Null | Null | Null | Null | Null | Null | Null
0.08385 | 9 | 0.077 | 11 | 0.5 | Null | Null | Null | Null | Null | Null | Null | Null | Null
0.08385 | 9 | 0.077 | 11 | 0.6 | Null | Null | Null | Null | Null | Null | Null | Null | Null
0.08385 | 9 | 0.077 | 11 | 0.7 | Null | Null | Null | Null | Null | Null | Null | Null | Null
0.08385 | 9 | 0.077 | 11 | 0.8 | Null | Null | Null | Null | Null | Null | Null | Null | Null
0.08385 | 9 | 0.077 | 11 | 0.9 | Null | Null | Null | Null | Null | Null | Null | Null | Null
0.08385 | 9 | 0.077 | 11 | 1 | Null | Null | Null | Null | Null | Null | Null | Null | Null
0.08385 | 9 | 0.077 | 11.5 | 0.15 | Null | Null | Null | Null | Null | Null | Null | Null | Null
0.08385 | 9 | 0.077 | 11.5 | 0.2 | Null | Null | Null | Null | Null | Null | Null | Null | Null
0.08385 | 9 | 0.077 | 11.5 | 0.3 | Null | Null | Null | Null | Null | Null | Null | Null | Null
0.08385 | 9 | 0.077 | 11.5 | 0.4 | Null | Null | Null | Null | Null | Null | Null | Null | Null
0.08385 | 9 | 0.077 | 11.5 | 0.5 | Null | Null | Null | Null | Null | Null | Null | Null | Null
0.08385 | 9 | 0.077 | 11.5 | 0.6 | Null | Null | Null | Null | Null | Null | Null | Null | Null
0.08385 | 9 | 0.077 | 11.5 | 0.7 | Null | Null | Null | Null | Null | Null | Null | Null | Null
0.08385 | 9 | 0.077 | 11.5 | 0.8 | Null | Null | Null | Null | Null | Null | Null | Null | Null
0.08385 | 9 | 0.077 | 11.5 | 0.9 | Null | Null | Null | Null | Null | Null | Null | Null | Null
0.08385 | 9 | 0.077 | 11.5 | 1 | Null | Null | Null | Null | Null | Null | Null | Null | Null
0.08385 | 9 | 0.077 | 12 | 0.15 | Null | Null | Null | Null | Null | Null | Null | Null | Null
0.08385 | 9 | 0.077 | 12 | 0.2 | Null | Null | Null | Null | Null | Null | Null | Null | Null
0.08385 | 9 | 0.077 | 12 | 0.3 | Null | Null | Null | Null | Null | Null | Null | Null | Null
0.08385 | 9 | 0.077 | 12 | 0.4 | Null | Null | Null | Null | Null | Null | Null | Null | Null
0.08385 | 9 | 0.077 | 12 | 0.5 | Null | Null | Null | Null | Null | Null | Null | Null | Null
0.08385 | 9 | 0.077 | 12 | 0.6 | Null | Null | Null | Null | Null | Null | Null | Null | Null
0.08385 | 9 | 0.077 | 12 | 0.7 | Null | Null | Null | Null | Null | Null | Null | Null | Null
0.08385 | 9 | 0.077 | 12 | 0.8 | Null | Null | Null | Null | Null | Null | Null | Null | Null
0.08385 | 9 | 0.077 | 12 | 0.9 | Null | Null | Null | Null | Null | Null | Null | Null | Null
0.08385 | 9 | 0.077 | 12 | 1 | Null | Null | Null | Null | Null | Null | Null | Null | Null
0.08385 | 9 | 0.077 | 12.5 | 0.15 | Null | Null | Null | Null | Null | Null | Null | Null | Null
0.08385 | 9 | 0.077 | 12.5 | 0.2 | Null | Null | Null | Null | Null | Null | Null | Null | Null
0.08385 | 9 | 0.077 | 12.5 | 0.3 | Null | Null | Null | Null | Null | Null | Null | Null | Null
0.08385 | 9 | 0.077 | 12.5 | 0.4 | Null | Null | Null | Null | Null | Null | Null | Null | Null
0.08385 | 9 | 0.077 | 12.5 | 0.5 | Null | Null | Null | Null | Null | Null | Null | Null | Null
0.08385 | 9 | 0.077 | 12.5 | 0.6 | Null | Null | Null | Null | Null | Null | Null | Null | Null
0.08385 | 9 | 0.077 | 12.5 | 0.7 | Null | Null | Null | Null | Null | Null | Null | Null | Null
0.08385 | 9 | 0.077 | 12.5 | 0.8 | Null | Null | Null | Null | Null | Null | Null | Null | Null
0.08385 | 9 | 0.077 | 12.5 | 0.9 | Null | Null | Null | Null | Null | Null | Null | Null | Null
0.08385 | 9 | 0.077 | 12.5 | 1 | Null | Null | Null | Null | Null | Null | Null | Null | Null
0.08385 | 9 | 0.077 | 13 | 0.15 | Null | Null | Null | Null | Null | Null | Null | Null | Null
0.08385 | 9 | 0.077 | 13 | 0.2 | Null | Null | Null | Null | Null | Null | Null | Null | Null
0.08385 | 9 | 0.077 | 13 | 0.3 | Null | Null | Null | Null | Null | Null | Null | Null | Null
0.08385 | 9 | 0.077 | 13 | 0.4 | Null | Null | Null | Null | Null | Null | Null | Null | Null
0.08385 | 9 | 0.077 | 13 | 0.5 | Null | Null | Null | Null | Null | Null | Null | Null | Null
0.08385 | 9 | 0.077 | 13 | 0.6 | Null | Null | Null | Null | Null | Null | Null | Null | Null
0.08385 | 9 | 0.077 | 13 | 0.7 | Null | Null | Null | Null | Null | Null | Null | Null | Null
0.08385 | 9 | 0.077 | 13 | 0.8 | Null | Null | Null | Null | Null | Null | Null | Null | Null
0.08385 | 9 | 0.077 | 13 | 0.9 | Null | Null | Null | Null | Null | Null | Null | Null | Null
0.08385 | 9 | 0.077 | 13 | 1 | Null | Null | Null | Null | Null | Null | Null | Null | Null
0.08385 | 9 | 0.077 | 13.5 | 0.15 | Null | Null | Null | Null | Null | Null | Null | Null | Null
0.08385 | 9 | 0.077 | 13.5 | 0.2 | Null | Null | Null | Null | Null | Null | Null | Null | Null
0.08385 | 9 | 0.077 | 13.5 | 0.3 | Null | Null | Null | Null | Null | Null | Null | Null | Null
0.08385 | 9 | 0.077 | 13.5 | 0.4 | Null | Null | Null | Null | Null | Null | Null | Null | Null
0.08385 | 9 | 0.077 | 13.5 | 0.5 | Null | Null | Null | Null | Null | Null | Null | Null | Null
0.08385 | 9 | 0.077 | 13.5 | 0.6 | Null | Null | Null | Null | Null | Null | Null | Null | Null
0.08385 | 9 | 0.077 | 13.5 | 0.7 | Null | Null | Null | Null | Null | Null | Null | Null | Null
0.08385 | 9 | 0.077 | 13.5 | 0.8 | Null | Null | Null | Null | Null | Null | Null | Null | Null
0.08385 | 9 | 0.077 | 13.5 | 0.9 | Null | Null | Null | Null | Null | Null | Null | Null | Null
0.08385 | 9 | 0.077 | 13.5 | 1 | Null | Null | Null | Null | Null | Null | Null | Null | Null
0.08385 | 9 | 0.077 | 14 | 0.15 | Null | Null | Null | Null | Null | Null | Null | Null | Null
0.08385 | 9 | 0.077 | 14 | 0.2 | Null | Null | Null | Null | Null | Null | Null | Null | Null
0.08385 | 9 | 0.077 | 14 | 0.3 | Null | Null | Null | Null | Null | Null | Null | Null | Null
0.08385 | 9 | 0.077 | 14 | 0.4 | Null | Null | Null | Null | Null | Null | Null | Null | Null
0.08385 | 9 | 0.077 | 14 | 0.5 | Null | Null | Null | Null | Null | Null | Null | Null | Null
0.08385 | 9 | 0.077 | 14 | 0.6 | Null | Null | Null | Null | Null | Null | Null | Null | Null
0.08385 | 9 | 0.077 | 14 | 0.7 | Null | Null | Null | Null | Null | Null | Null | Null | Null
0.08385 | 9 | 0.077 | 14 | 0.8 | Null | Null | Null | Null | Null | Null | Null | Null | Null
0.08385 | 9 | 0.077 | 14 | 0.9 | Null | Null | Null | Null | Null | Null | Null | Null | Null
0.08385 | 9 | 0.077 | 14 | 1 | Null | Null | Null | Null | Null | Null | Null | Null | Null
0.08385 | 9 | 0.077 | 14.5 | 0.15 | Null | Null | Null | Null | Null | Null | Null | Null | Null
0.08385 | 9 | 0.077 | 14.5 | 0.2 | Null | Null | Null | Null | Null | Null | Null | Null | Null
0.08385 | 9 | 0.077 | 14.5 | 0.3 | Null | Null | Null | Null | Null | Null | Null | Null | Null
0.08385 | 9 | 0.077 | 14.5 | 0.4 | Null | Null | Null | Null | Null | Null | Null | Null | Null
0.08385 | 9 | 0.077 | 14.5 | 0.5 | Null | Null | Null | Null | Null | Null | Null | Null | Null
0.08385 | 9 | 0.077 | 14.5 | 0.6 | Null | Null | Null | Null | Null | Null | Null | Null | Null
0.08385 | 9 | 0.077 | 14.5 | 0.7 | Null | Null | Null | Null | Null | Null | Null | Null | Null
0.08385 | 9 | 0.077 | 14.5 | 0.8 | Null | Null | Null | Null | Null | Null | Null | Null | Null
0.08385 | 9 | 0.077 | 14.5 | 0.9 | Null | Null | Null | Null | Null | Null | Null | Null | Null
0.08385 | 9 | 0.077 | 14.5 | 1 | Null | Null | Null | Null | Null | Null | Null | Null | Null
0.08385 | 9 | 0.077 | 15 | 0.15 | Null | Null | Null | Null | Null | Null | Null | Null | Null
0.08385 | 9 | 0.077 | 15 | 0.2 | Null | Null | Null | Null | Null | Null | Null | Null | Null
0.08385 | 9 | 0.077 | 15 | 0.3 | Null | Null | Null | Null | Null | Null | Null | Null | Null
0.08385 | 9 | 0.077 | 15 | 0.4 | Null | Null | Null | Null | Null | Null | Null | Null | Null
0.08385 | 9 | 0.077 | 15 | 0.5 | Null | Null | Null | Null | Null | Null | Null | Null | Null
0.08385 | 9 | 0.077 | 15 | 0.6 | Null | Null | Null | Null | Null | Null | Null | Null | Null
0.08385 | 9 | 0.077 | 15 | 0.7 | Null | Null | Null | Null | Null | Null | Null | Null | Null
0.08385 | 9 | 0.077 | 15 | 0.8 | Null | Null | Null | Null | Null | Null | Null | Null | Null
0.08385 | 9 | 0.077 | 15 | 0.9 | Null | Null | Null | Null | Null | Null | Null | Null | Null
0.08385 | 9 | 0.077 | 15 | 1 | Null | Null | Null | Null | Null | Null | Null | Null | Null
0.08385 | 9 | 0.077 | 15.5 | 0.15 | Null | Null | Null | Null | Null | Null | Null | Null | Null
0.08385 | 9 | 0.077 | 15.5 | 0.2 | Null | Null | Null | Null | Null | Null | Null | Null | Null
0.08385 | 9 | 0.077 | 15.5 | 0.3 | Null | Null | Null | Null | Null | Null | Null | Null | Null
0.08385 | 9 | 0.077 | 15.5 | 0.4 | Null | Null | Null | Null | Null | Null | Null | Null | Null
0.08385 | 9 | 0.077 | 15.5 | 0.5 | Null | Null | Null | Null | Null | Null | Null | Null | Null
0.08385 | 9 | 0.077 | 15.5 | 0.6 | Null | Null | Null | Null | Null | Null | Null | Null | Null
0.08385 | 9 | 0.077 | 15.5 | 0.7 | Null | Null | Null | Null | Null | Null | Null | Null | Null
0.08385 | 9 | 0.077 | 15.5 | 0.8 | Null | Null | Null | Null | Null | Null | Null | Null | Null
0.08385 | 9 | 0.077 | 15.5 | 0.9 | Null | Null | Null | Null | Null | Null | Null | Null | Null
0.08385 | 9 | 0.077 | 15.5 | 1 | Null | Null | Null | Null | Null | Null | Null | Null | Null
0.08385 | 9 | 0.077 | 16 | 0.15 | Null | Null | Null | Null | Null | Null | Null | Null | Null
0.08385 | 9 | 0.077 | 16 | 0.2 | Null | Null | Null | Null | Null | Null | Null | Null | Null
0.08385 | 9 | 0.077 | 16 | 0.3 | Null | Null | Null | Null | Null | Null | Null | Null | Null
0.08385 | 9 | 0.077 | 16 | 0.4 | Null | Null | Null | Null | Null | Null | Null | Null | Null
0.08385 | 9 | 0.077 | 16 | 0.5 | Null | Null | Null | Null | Null | Null | Null | Null | Null
0.08385 | 9 | 0.077 | 16 | 0.6 | Null | Null | Null | Null | Null | Null | Null | Null | Null
0.08385 | 9 | 0.077 | 16 | 0.7 | Null | Null | Null | Null | Null | Null | Null | Null | Null
0.08385 | 9 | 0.077 | 16 | 0.8 | Null | Null | Null | Null | Null | Null | Null | Null | Null
0.08385 | 9 | 0.077 | 16 | 0.9 | Null | Null | Null | Null | Null | Null | Null | Null | Null
0.08385 | 9 | 0.077 | 16 | 1 | Null | Null | Null | Null | Null | Null | Null | Null | Null
0.08385 | 9 | 0.077 | 16.5 | 0.15 | Null | Null | Null | Null | Null | Null | Null | Null | Null
0.08385 | 9 | 0.077 | 16.5 | 0.2 | Null | Null | Null | Null | Null | Null | Null | Null | Null
0.08385 | 9 | 0.077 | 16.5 | 0.3 | Null | Null | Null | Null | Null | Null | Null | Null | Null
0.08385 | 9 | 0.077 | 16.5 | 0.4 | Null | Null | Null | Null | Null | Null | Null | Null | Null
0.08385 | 9 | 0.077 | 16.5 | 0.5 | Null | Null | Null | Null | Null | Null | Null | Null | Null
0.08385 | 9 | 0.077 | 16.5 | 0.6 | Null | Null | Null | Null | Null | Null | Null | Null | Null
0.08385 | 9 | 0.077 | 16.5 | 0.7 | Null | Null | Null | Null | Null | Null | Null | Null | Null
0.08385 | 9 | 0.077 | 16.5 | 0.8 | Null | Null | Null | Null | Null | Null | Null | Null | Null
0.08385 | 9 | 0.077 | 16.5 | 0.9 | Null | Null | Null | Null | Null | Null | Null | Null | Null
0.08385 | 9 | 0.077 | 16.5 | 1 | Null | Null | Null | Null | Null | Null | Null | Null | Null
0.08385 | 9 | 0.077 | 17 | 0.15 | Null | Null | Null | Null | Null | Null | Null | Null | Null
0.08385 | 9 | 0.077 | 17 | 0.2 | Null | Null | Null | Null | Null | Null | Null | Null | Null
0.08385 | 9 | 0.077 | 17 | 0.3 | Null | Null | Null | Null | Null | Null | Null | Null | Null
0.08385 | 9 | 0.077 | 17 | 0.4 | Null | Null | Null | Null | Null | Null | Null | Null | Null
0.08385 | 9 | 0.077 | 17 | 0.5 | Null | Null | Null | Null | Null | Null | Null | Null | Null
0.08385 | 9 | 0.077 | 17 | 0.6 | Null | Null | Null | Null | Null | Null | Null | Null | Null
0.08385 | 9 | 0.077 | 17 | 0.7 | Null | Null | Null | Null | Null | Null | Null | Null | Null
0.08385 | 9 | 0.077 | 17 | 0.8 | Null | Null | Null | Null | Null | Null | Null | Null | Null
0.08385 | 9 | 0.077 | 17 | 0.9 | Null | Null | Null | Null | Null | Null | Null | Null | Null
0.08385 | 9 | 0.077 | 17 | 1 | Null | Null | Null | Null | Null | Null | Null | Null | Null
0.08385 | 9 | 0.077 | 17.5 | 0.15 | Null | Null | Null | Null | Null | Null | Null | Null | Null
0.08385 | 9 | 0.077 | 17.5 | 0.2 | Null | Null | Null | Null | Null | Null | Null | Null | Null
0.08385 | 9 | 0.077 | 17.5 | 0.3 | Null | Null | Null | Null | Null | Null | Null | Null | Null
0.08385 | 9 | 0.077 | 17.5 | 0.4 | Null | Null | Null | Null | Null | Null | Null | Null | Null
0.08385 | 9 | 0.077 | 17.5 | 0.5 | Null | Null | Null | Null | Null | Null | Null | Null | Null
0.08385 | 9 | 0.077 | 17.5 | 0.6 | Null | Null | Null | Null | Null | Null | Null | Null | Null
0.08385 | 9 | 0.077 | 17.5 | 0.7 | Null | Null | Null | Null | Null | Null | Null | Null | Null
0.08385 | 9 | 0.077 | 17.5 | 0.8 | Null | Null | Null | Null | Null | Null | Null | Null | Null
0.08385 | 9 | 0.077 | 17.5 | 0.9 | Null | Null | Null | Null | Null | Null | Null | Null | Null
0.08385 | 9 | 0.077 | 17.5 | 1 | Null | Null | Null | Null | Null | Null | Null | Null | Null
0.08385 | 9 | 0.077 | 18 | 0.15 | Null | Null | Null | Null | Null | Null | Null | Null | Null
0.08385 | 9 | 0.077 | 18 | 0.2 | Null | Null | Null | Null | Null | Null | Null | Null | Null
0.08385 | 9 | 0.077 | 18 | 0.3 | Null | Null | Null | Null | Null | Null | Null | Null | Null
0.08385 | 9 | 0.077 | 18 | 0.4 | Null | Null | Null | Null | Null | Null | Null | Null | Null
0.08385 | 9 | 0.077 | 18 | 0.5 | Null | Null | Null | Null | Null | Null | Null | Null | Null
0.08385 | 9 | 0.077 | 18 | 0.6 | Null | Null | Null | Null | Null | Null | Null | Null | Null
0.08385 | 9 | 0.077 | 18 | 0.7 | Null | Null | Null | Null | Null | Null | Null | Null | Null
0.08385 | 9 | 0.077 | 18 | 0.8 | Null | Null | Null | Null | Null | Null | Null | Null | Null
0.08385 | 9 | 0.077 | 18 | 0.9 | Null | Null | Null | Null | Null | Null | Null | Null | Null
0.08385 | 9 | 0.077 | 18 | 1 | Null | Null | Null | Null | Null | Null | Null | Null | Null
0.08385 | 9 | 0.077 | 21 | 0.15 | Null | Null | Null | Null | Null | Null | Null | Null | Null
0.08385 | 9 | 0.077 | 21 | 0.2 | Null | Null | Null | Null | Null | Null | Null | Null | Null
0.08385 | 9 | 0.077 | 21 | 0.3 | Null | Null | Null | Null | Null | Null | Null | Null | Null
0.08385 | 9 | 0.077 | 21 | 0.4 | Null | Null | Null | Null | Null | Null | Null | Null | Null
0.08385 | 9 | 0.077 | 21 | 0.5 | Null | Null | Null | Null | Null | Null | Null | Null | Null
0.08385 | 9 | 0.077 | 21 | 0.6 | Null | Null | Null | Null | Null | Null | Null | Null | Null
0.08385 | 9 | 0.077 | 21 | 0.7 | Null | Null | Null | Null | Null | Null | Null | Null | Null
0.08385 | 9 | 0.077 | 21 | 0.8 | Null | Null | Null | Null | Null | Null | Null | Null | Null
0.08385 | 9 | 0.077 | 21 | 0.9 | Null | Null | Null | Null | Null | Null | Null | Null | Null
0.08385 | 9 | 0.077 | 21 | 1 | Null | Null | Null | Null | Null | Null | Null | Null | Null
0.08385 | 9 | 0.077 | 24 | 0.15 | Null | Null | Null | Null | Null | Null | Null | Null | Null
0.08385 | 9 | 0.077 | 24 | 0.2 | Null | Null | Null | Null | Null | Null | Null | Null | Null
0.08385 | 9 | 0.077 | 24 | 0.3 | Null | Null | Null | Null | Null | Null | Null | Null | Null
0.08385 | 9 | 0.077 | 24 | 0.4 | Null | Null | Null | Null | Null | Null | Null | Null | Null
0.08385 | 9 | 0.077 | 24 | 0.5 | Null | Null | Null | Null | Null | Null | Null | Null | Null
0.08385 | 9 | 0.077 | 24 | 0.6 | Null | Null | Null | Null | Null | Null | Null | Null | Null
0.08385 | 9 | 0.077 | 24 | 0.7 | Null | Null | Null | Null | Null | Null | Null | Null | Null
0.08385 | 9 | 0.077 | 24 | 0.8 | Null | Null | Null | Null | Null | Null | Null | Null | Null
0.08385 | 9 | 0.077 | 24 | 0.9 | Null | Null | Null | Null | Null | Null | Null | Null | Null
0.08385 | 9 | 0.077 | 24 | 1 | Null | Null | Null | Null | Null | Null | Null | Null | Null
0.08385 | 9 | 0.077 | 27 | 0.15 | Null | Null | Null | Null | Null | Null | Null | Null | Null
0.08385 | 9 | 0.077 | 27 | 0.2 | Null | Null | Null | Null | Null | Null | Null | Null | Null
0.08385 | 9 | 0.077 | 27 | 0.3 | Null | Null | Null | Null | Null | Null | Null | Null | Null
0.08385 | 9 | 0.077 | 27 | 0.4 | Null | Null | Null | Null | Null | Null | Null | Null | Null
0.08385 | 9 | 0.077 | 27 | 0.5 | Null | Null | Null | Null | Null | Null | Null | Null | Null
0.08385 | 9 | 0.077 | 27 | 0.6 | Null | Null | Null | Null | Null | Null | Null | Null | Null
0.08385 | 9 | 0.077 | 27 | 0.7 | Null | Null | Null | Null | Null | Null | Null | Null | Null
0.08385 | 9 | 0.077 | 27 | 0.8 | Null | Null | Null | Null | Null | Null | Null | Null | Null
0.08385 | 9 | 0.077 | 27 | 0.9 | Null | Null | Null | Null | Null | Null | Null | Null | Null
0.08385 | 9 | 0.077 | 27 | 1 | Null | Null | Null | Null | Null | Null | Null | Null | Null
0.08385 | 9 | 0.077 | 30 | 0.15 | Null | Null | Null | Null | Null | Null | Null | Null | Null
0.08385 | 9 | 0.077 | 30 | 0.2 | Null | Null | Null | Null | Null | Null | Null | Null | Null
0.08385 | 9 | 0.077 | 30 | 0.3 | Null | Null | Null | Null | Null | Null | Null | Null | Null
0.08385 | 9 | 0.077 | 30 | 0.4 | Null | Null | Null | Null | Null | Null | Null | Null | Null
0.08385 | 9 | 0.077 | 30 | 0.5 | Null | Null | Null | Null | Null | Null | Null | Null | Null
0.08385 | 9 | 0.077 | 30 | 0.6 | Null | Null | Null | Null | Null | Null | Null | Null | Null
0.08385 | 9 | 0.077 | 30 | 0.7 | Null | Null | Null | Null | Null | Null | Null | Null | Null
0.08385 | 9 | 0.077 | 30 | 0.8 | Null | Null | Null | Null | Null | Null | Null | Null | Null
0.08385 | 9 | 0.077 | 30 | 0.9 | Null | Null | Null | Null | Null | Null | Null | Null | Null
0.08385 | 9 | 0.077 | 30 | 1 | Null | Null | Null | Null | Null | Null | Null | Null | Null
0.08385 | 9 | 0.09437 | 10.5 | 0.15 | Null | Null | Null | Null | Null | Null | Null | Null | Null
0.08385 | 9 | 0.09437 | 10.5 | 0.2 | Null | Null | Null | Null | Null | Null | Null | Null | Null
0.08385 | 9 | 0.09437 | 10.5 | 0.3 | Null | Null | Null | Null | Null | Null | Null | Null | Null
0.08385 | 9 | 0.09437 | 10.5 | 0.4 | Null | Null | Null | Null | Null | Null | Null | Null | Null
0.08385 | 9 | 0.09437 | 10.5 | 0.5 | Null | Null | Null | Null | Null | Null | Null | Null | Null
0.08385 | 9 | 0.09437 | 10.5 | 0.6 | Null | Null | Null | Null | Null | Null | Null | Null | Null
0.08385 | 9 | 0.09437 | 10.5 | 0.7 | Null | Null | Null | Null | Null | Null | Null | Null | Null
0.08385 | 9 | 0.09437 | 10.5 | 0.8 | Null | Null | Null | Null | Null | Null | Null | Null | Null
0.08385 | 9 | 0.09437 | 10.5 | 0.9 | Null | Null | Null | Null | Null | Null | Null | Null | Null
0.08385 | 9 | 0.09437 | 10.5 | 1 | Null | Null | Null | Null | Null | Null | Null | Null | Null
0.08385 | 9 | 0.09437 | 11 | 0.15 | Null | Null | Null | Null | Null | Null | Null | Null | Null
0.08385 | 9 | 0.09437 | 11 | 0.2 | Null | Null | Null | Null | Null | Null | Null | Null | Null
0.08385 | 9 | 0.09437 | 11 | 0.3 | Null | Null | Null | Null | Null | Null | Null | Null | Null
0.08385 | 9 | 0.09437 | 11 | 0.4 | Null | Null | Null | Null | Null | Null | Null | Null | Null
0.08385 | 9 | 0.09437 | 11 | 0.5 | Null | Null | Null | Null | Null | Null | Null | Null | Null
0.08385 | 9 | 0.09437 | 11 | 0.6 | Null | Null | Null | Null | Null | Null | Null | Null | Null
0.08385 | 9 | 0.09437 | 11 | 0.7 | Null | Null | Null | Null | Null | Null | Null | Null | Null
0.08385 | 9 | 0.09437 | 11 | 0.8 | Null | Null | Null | Null | Null | Null | Null | Null | Null
0.08385 | 9 | 0.09437 | 11 | 0.9 | Null | Null | Null | Null | Null | Null | Null | Null | Null
0.08385 | 9 | 0.09437 | 11 | 1 | Null | Null | Null | Null | Null | Null | Null | Null | Null
0.08385 | 9 | 0.09437 | 11.5 | 0.15 | Null | Null | Null | Null | Null | Null | Null | Null | Null
0.08385 | 9 | 0.09437 | 11.5 | 0.2 | Null | Null | Null | Null | Null | Null | Null | Null | Null
0.08385 | 9 | 0.09437 | 11.5 | 0.3 | Null | Null | Null | Null | Null | Null | Null | Null | Null
0.08385 | 9 | 0.09437 | 11.5 | 0.4 | Null | Null | Null | Null | Null | Null | Null | Null | Null
0.08385 | 9 | 0.09437 | 11.5 | 0.5 | Null | Null | Null | Null | Null | Null | Null | Null | Null
0.08385 | 9 | 0.09437 | 11.5 | 0.6 | Null | Null | Null | Null | Null | Null | Null | Null | Null
0.08385 | 9 | 0.09437 | 11.5 | 0.7 | Null | Null | Null | Null | Null | Null | Null | Null | Null
0.08385 | 9 | 0.09437 | 11.5 | 0.8 | Null | Null | Null | Null | Null | Null | Null | Null | Null
0.08385 | 9 | 0.09437 | 11.5 | 0.9 | Null | Null | Null | Null | Null | Null | Null | Null | Null
0.08385 | 9 | 0.09437 | 11.5 | 1 | Null | Null | Null | Null | Null | Null | Null | Null | Null
0.08385 | 9 | 0.09437 | 12 | 0.15 | Null | Null | Null | Null | Null | Null | Null | Null | Null
0.08385 | 9 | 0.09437 | 12 | 0.2 | Null | Null | Null | Null | Null | Null | Null | Null | Null
0.08385 | 9 | 0.09437 | 12 | 0.3 | Null | Null | Null | Null | Null | Null | Null | Null | Null
0.08385 | 9 | 0.09437 | 12 | 0.4 | Null | Null | Null | Null | Null | Null | Null | Null | Null
0.08385 | 9 | 0.09437 | 12 | 0.5 | Null | Null | Null | Null | Null | Null | Null | Null | Null
0.08385 | 9 | 0.09437 | 12 | 0.6 | Null | Null | Null | Null | Null | Null | Null | Null | Null
0.08385 | 9 | 0.09437 | 12 | 0.7 | Null | Null | Null | Null | Null | Null | Null | Null | Null
0.08385 | 9 | 0.09437 | 12 | 0.8 | Null | Null | Null | Null | Null | Null | Null | Null | Null
0.08385 | 9 | 0.09437 | 12 | 0.9 | Null | Null | Null | Null | Null | Null | Null | Null | Null
0.08385 | 9 | 0.09437 | 12 | 1 | Null | Null | Null | Null | Null | Null | Null | Null | Null
0.08385 | 9 | 0.09437 | 12.5 | 0.15 | Null | Null | Null | Null | Null | Null | Null | Null | Null
0.08385 | 9 | 0.09437 | 12.5 | 0.2 | Null | Null | Null | Null | Null | Null | Null | Null | Null
0.08385 | 9 | 0.09437 | 12.5 | 0.3 | Null | Null | Null | Null | Null | Null | Null | Null | Null
0.08385 | 9 | 0.09437 | 12.5 | 0.4 | Null | Null | Null | Null | Null | Null | Null | Null | Null
0.08385 | 9 | 0.09437 | 12.5 | 0.5 | Null | Null | Null | Null | Null | Null | Null | Null | Null
0.08385 | 9 | 0.09437 | 12.5 | 0.6 | Null | Null | Null | Null | Null | Null | Null | Null | Null
0.08385 | 9 | 0.09437 | 12.5 | 0.7 | Null | Null | Null | Null | Null | Null | Null | Null | Null
0.08385 | 9 | 0.09437 | 12.5 | 0.8 | Null | Null | Null | Null | Null | Null | Null | Null | Null
0.08385 | 9 | 0.09437 | 12.5 | 0.9 | Null | Null | Null | Null | Null | Null | Null | Null | Null
0.08385 | 9 | 0.09437 | 12.5 | 1 | Null | Null | Null | Null | Null | Null | Null | Null | Null
0.08385 | 9 | 0.09437 | 13 | 0.15 | Null | Null | Null | Null | Null | Null | Null | Null | Null
0.08385 | 9 | 0.09437 | 13 | 0.2 | Null | Null | Null | Null | Null | Null | Null | Null | Null
0.08385 | 9 | 0.09437 | 13 | 0.3 | Null | Null | Null | Null | Null | Null | Null | Null | Null
0.08385 | 9 | 0.09437 | 13 | 0.4 | Null | Null | Null | Null | Null | Null | Null | Null | Null
0.08385 | 9 | 0.09437 | 13 | 0.5 | Null | Null | Null | Null | Null | Null | Null | Null | Null
0.08385 | 9 | 0.09437 | 13 | 0.6 | Null | Null | Null | Null | Null | Null | Null | Null | Null
0.08385 | 9 | 0.09437 | 13 | 0.7 | Null | Null | Null | Null | Null | Null | Null | Null | Null
0.08385 | 9 | 0.09437 | 13 | 0.8 | Null | Null | Null | Null | Null | Null | Null | Null | Null
0.08385 | 9 | 0.09437 | 13 | 0.9 | Null | Null | Null | Null | Null | Null | Null | Null | Null
0.08385 | 9 | 0.09437 | 13 | 1 | Null | Null | Null | Null | Null | Null | Null | Null | Null
0.08385 | 9 | 0.09437 | 13.5 | 0.15 | Null | Null | Null | Null | Null | Null | Null | Null | Null
0.08385 | 9 | 0.09437 | 13.5 | 0.2 | Null | Null | Null | Null | Null | Null | Null | Null | Null
0.08385 | 9 | 0.09437 | 13.5 | 0.3 | Null | Null | Null | Null | Null | Null | Null | Null | Null
0.08385 | 9 | 0.09437 | 13.5 | 0.4 | Null | Null | Null | Null | Null | Null | Null | Null | Null
0.08385 | 9 | 0.09437 | 13.5 | 0.5 | Null | Null | Null | Null | Null | Null | Null | Null | Null
0.08385 | 9 | 0.09437 | 13.5 | 0.6 | Null | Null | Null | Null | Null | Null | Null | Null | Null
0.08385 | 9 | 0.09437 | 13.5 | 0.7 | Null | Null | Null | Null | Null | Null | Null | Null | Null
0.08385 | 9 | 0.09437 | 13.5 | 0.8 | Null | Null | Null | Null | Null | Null | Null | Null | Null
0.08385 | 9 | 0.09437 | 13.5 | 0.9 | Null | Null | Null | Null | Null | Null | Null | Null | Null
0.08385 | 9 | 0.09437 | 13.5 | 1 | Null | Null | Null | Null | Null | Null | Null | Null | Null
0.08385 | 9 | 0.09437 | 14 | 0.15 | Null | Null | Null | Null | Null | Null | Null | Null | Null
0.08385 | 9 | 0.09437 | 14 | 0.2 | Null | Null | Null | Null | Null | Null | Null | Null | Null
0.08385 | 9 | 0.09437 | 14 | 0.3 | Null | Null | Null | Null | Null | Null | Null | Null | Null
0.08385 | 9 | 0.09437 | 14 | 0.4 | Null | Null | Null | Null | Null | Null | Null | Null | Null
0.08385 | 9 | 0.09437 | 14 | 0.5 | Null | Null | Null | Null | Null | Null | Null | Null | Null
0.08385 | 9 | 0.09437 | 14 | 0.6 | Null | Null | Null | Null | Null | Null | Null | Null | Null
0.08385 | 9 | 0.09437 | 14 | 0.7 | Null | Null | Null | Null | Null | Null | Null | Null | Null
0.08385 | 9 | 0.09437 | 14 | 0.8 | Null | Null | Null | Null | Null | Null | Null | Null | Null
0.08385 | 9 | 0.09437 | 14 | 0.9 | Null | Null | Null | Null | Null | Null | Null | Null | Null
0.08385 | 9 | 0.09437 | 14 | 1 | Null | Null | Null | Null | Null | Null | Null | Null | Null
0.08385 | 9 | 0.09437 | 14.5 | 0.15 | Null | Null | Null | Null | Null | Null | Null | Null | Null
0.08385 | 9 | 0.09437 | 14.5 | 0.2 | Null | Null | Null | Null | Null | Null | Null | Null | Null
0.08385 | 9 | 0.09437 | 14.5 | 0.3 | Null | Null | Null | Null | Null | Null | Null | Null | Null
0.08385 | 9 | 0.09437 | 14.5 | 0.4 | Null | Null | Null | Null | Null | Null | Null | Null | Null
0.08385 | 9 | 0.09437 | 14.5 | 0.5 | Null | Null | Null | Null | Null | Null | Null | Null | Null
0.08385 | 9 | 0.09437 | 14.5 | 0.6 | Null | Null | Null | Null | Null | Null | Null | Null | Null
0.08385 | 9 | 0.09437 | 14.5 | 0.7 | Null | Null | Null | Null | Null | Null | Null | Null | Null
0.08385 | 9 | 0.09437 | 14.5 | 0.8 | Null | Null | Null | Null | Null | Null | Null | Null | Null
0.08385 | 9 | 0.09437 | 14.5 | 0.9 | Null | Null | Null | Null | Null | Null | Null | Null | Null
0.08385 | 9 | 0.09437 | 14.5 | 1 | Null | Null | Null | Null | Null | Null | Null | Null | Null
0.08385 | 9 | 0.09437 | 15 | 0.15 | Null | Null | Null | Null | Null | Null | Null | Null | Null
0.08385 | 9 | 0.09437 | 15 | 0.2 | Null | Null | Null | Null | Null | Null | Null | Null | Null
0.08385 | 9 | 0.09437 | 15 | 0.3 | Null | Null | Null | Null | Null | Null | Null | Null | Null
0.08385 | 9 | 0.09437 | 15 | 0.4 | Null | Null | Null | Null | Null | Null | Null | Null | Null
0.08385 | 9 | 0.09437 | 15 | 0.5 | Null | Null | Null | Null | Null | Null | Null | Null | Null
0.08385 | 9 | 0.09437 | 15 | 0.6 | Null | Null | Null | Null | Null | Null | Null | Null | Null
0.08385 | 9 | 0.09437 | 15 | 0.7 | Null | Null | Null | Null | Null | Null | Null | Null | Null
0.08385 | 9 | 0.09437 | 15 | 0.8 | Null | Null | Null | Null | Null | Null | Null | Null | Null
0.08385 | 9 | 0.09437 | 15 | 0.9 | Null | Null | Null | Null | Null | Null | Null | Null | Null
0.08385 | 9 | 0.09437 | 15 | 1 | Null | Null | Null | Null | Null | Null | Null | Null | Null
0.08385 | 9 | 0.09437 | 15.5 | 0.15 | Null | Null | Null | Null | Null | Null | Null | Null | Null
0.08385 | 9 | 0.09437 | 15.5 | 0.2 | Null | Null | Null | Null | Null | Null | Null | Null | Null
0.08385 | 9 | 0.09437 | 15.5 | 0.3 | Null | Null | Null | Null | Null | Null | Null | Null | Null
0.08385 | 9 | 0.09437 | 15.5 | 0.4 | Null | Null | Null | Null | Null | Null | Null | Null | Null
0.08385 | 9 | 0.09437 | 15.5 | 0.5 | Null | Null | Null | Null | Null | Null | Null | Null | Null
0.08385 | 9 | 0.09437 | 15.5 | 0.6 | Null | Null | Null | Null | Null | Null | Null | Null | Null
0.08385 | 9 | 0.09437 | 15.5 | 0.7 | Null | Null | Null | Null | Null | Null | Null | Null | Null
0.08385 | 9 | 0.09437 | 15.5 | 0.8 | Null | Null | Null | Null | Null | Null | Null | Null | Null
0.08385 | 9 | 0.09437 | 15.5 | 0.9 | Null | Null | Null | Null | Null | Null | Null | Null | Null
0.08385 | 9 | 0.09437 | 15.5 | 1 | Null | Null | Null | Null | Null | Null | Null | Null | Null
0.08385 | 9 | 0.09437 | 16 | 0.15 | Null | Null | Null | Null | Null | Null | Null | Null | Null
0.08385 | 9 | 0.09437 | 16 | 0.2 | Null | Null | Null | Null | Null | Null | Null | Null | Null
0.08385 | 9 | 0.09437 | 16 | 0.3 | Null | Null | Null | Null | Null | Null | Null | Null | Null
0.08385 | 9 | 0.09437 | 16 | 0.4 | Null | Null | Null | Null | Null | Null | Null | Null | Null
0.08385 | 9 | 0.09437 | 16 | 0.5 | Null | Null | Null | Null | Null | Null | Null | Null | Null
0.08385 | 9 | 0.09437 | 16 | 0.6 | Null | Null | Null | Null | Null | Null | Null | Null | Null
0.08385 | 9 | 0.09437 | 16 | 0.7 | Null | Null | Null | Null | Null | Null | Null | Null | Null
0.08385 | 9 | 0.09437 | 16 | 0.8 | Null | Null | Null | Null | Null | Null | Null | Null | Null
0.08385 | 9 | 0.09437 | 16 | 0.9 | Null | Null | Null | Null | Null | Null | Null | Null | Null
0.08385 | 9 | 0.09437 | 16 | 1 | Null | Null | Null | Null | Null | Null | Null | Null | Null
0.08385 | 9 | 0.09437 | 16.5 | 0.15 | Null | Null | Null | Null | Null | Null | Null | Null | Null
0.08385 | 9 | 0.09437 | 16.5 | 0.2 | Null | Null | Null | Null | Null | Null | Null | Null | Null
0.08385 | 9 | 0.09437 | 16.5 | 0.3 | Null | Null | Null | Null | Null | Null | Null | Null | Null
0.08385 | 9 | 0.09437 | 16.5 | 0.4 | Null | Null | Null | Null | Null | Null | Null | Null | Null
0.08385 | 9 | 0.09437 | 16.5 | 0.5 | Null | Null | Null | Null | Null | Null | Null | Null | Null
0.08385 | 9 | 0.09437 | 16.5 | 0.6 | Null | Null | Null | Null | Null | Null | Null | Null | Null
0.08385 | 9 | 0.09437 | 16.5 | 0.7 | Null | Null | Null | Null | Null | Null | Null | Null | Null
0.08385 | 9 | 0.09437 | 16.5 | 0.8 | Null | Null | Null | Null | Null | Null | Null | Null | Null
0.08385 | 9 | 0.09437 | 16.5 | 0.9 | Null | Null | Null | Null | Null | Null | Null | Null | Null
0.08385 | 9 | 0.09437 | 16.5 | 1 | Null | Null | Null | Null | Null | Null | Null | Null | Null
0.08385 | 9 | 0.09437 | 17 | 0.15 | Null | Null | Null | Null | Null | Null | Null | Null | Null
0.08385 | 9 | 0.09437 | 17 | 0.2 | Null | Null | Null | Null | Null | Null | Null | Null | Null
0.08385 | 9 | 0.09437 | 17 | 0.3 | Null | Null | Null | Null | Null | Null | Null | Null | Null
0.08385 | 9 | 0.09437 | 17 | 0.4 | Null | Null | Null | Null | Null | Null | Null | Null | Null
0.08385 | 9 | 0.09437 | 17 | 0.5 | Null | Null | Null | Null | Null | Null | Null | Null | Null
0.08385 | 9 | 0.09437 | 17 | 0.6 | Null | Null | Null | Null | Null | Null | Null | Null | Null
0.08385 | 9 | 0.09437 | 17 | 0.7 | Null | Null | Null | Null | Null | Null | Null | Null | Null
0.08385 | 9 | 0.09437 | 17 | 0.8 | Null | Null | Null | Null | Null | Null | Null | Null | Null
0.08385 | 9 | 0.09437 | 17 | 0.9 | Null | Null | Null | Null | Null | Null | Null | Null | Null
0.08385 | 9 | 0.09437 | 17 | 1 | Null | Null | Null | Null | Null | Null | Null | Null | Null
0.08385 | 9 | 0.09437 | 17.5 | 0.15 | Null | Null | Null | Null | Null | Null | Null | Null | Null
0.08385 | 9 | 0.09437 | 17.5 | 0.2 | Null | Null | Null | Null | Null | Null | Null | Null | Null
0.08385 | 9 | 0.09437 | 17.5 | 0.3 | Null | Null | Null | Null | Null | Null | Null | Null | Null
0.08385 | 9 | 0.09437 | 17.5 | 0.4 | Null | Null | Null | Null | Null | Null | Null | Null | Null
0.08385 | 9 | 0.09437 | 17.5 | 0.5 | Null | Null | Null | Null | Null | Null | Null | Null | Null
0.08385 | 9 | 0.09437 | 17.5 | 0.6 | Null | Null | Null | Null | Null | Null | Null | Null | Null
0.08385 | 9 | 0.09437 | 17.5 | 0.7 | Null | Null | Null | Null | Null | Null | Null | Null | Null
0.08385 | 9 | 0.09437 | 17.5 | 0.8 | Null | Null | Null | Null | Null | Null | Null | Null | Null
0.08385 | 9 | 0.09437 | 17.5 | 0.9 | Null | Null | Null | Null | Null | Null | Null | Null | Null
0.08385 | 9 | 0.09437 | 17.5 | 1 | Null | Null | Null | Null | Null | Null | Null | Null | Null
0.08385 | 9 | 0.09437 | 18 | 0.15 | Null | Null | Null | Null | Null | Null | Null | Null | Null
0.08385 | 9 | 0.09437 | 18 | 0.2 | Null | Null | Null | Null | Null | Null | Null | Null | Null
0.08385 | 9 | 0.09437 | 18 | 0.3 | Null | Null | Null | Null | Null | Null | Null | Null | Null
0.08385 | 9 | 0.09437 | 18 | 0.4 | Null | Null | Null | Null | Null | Null | Null | Null | Null
0.08385 | 9 | 0.09437 | 18 | 0.5 | Null | Null | Null | Null | Null | Null | Null | Null | Null
0.08385 | 9 | 0.09437 | 18 | 0.6 | Null | Null | Null | Null | Null | Null | Null | Null | Null
0.08385 | 9 | 0.09437 | 18 | 0.7 | Null | Null | Null | Null | Null | Null | Null | Null | Null
0.08385 | 9 | 0.09437 | 18 | 0.8 | Null | Null | Null | Null | Null | Null | Null | Null | Null
0.08385 | 9 | 0.09437 | 18 | 0.9 | Null | Null | Null | Null | Null | Null | Null | Null | Null
0.08385 | 9 | 0.09437 | 18 | 1 | Null | Null | Null | Null | Null | Null | Null | Null | Null
0.08385 | 9 | 0.09437 | 21 | 0.15 | Null | Null | Null | Null | Null | Null | Null | Null | Null
0.08385 | 9 | 0.09437 | 21 | 0.2 | Null | Null | Null | Null | Null | Null | Null | Null | Null
0.08385 | 9 | 0.09437 | 21 | 0.3 | Null | Null | Null | Null | Null | Null | Null | Null | Null
0.08385 | 9 | 0.09437 | 21 | 0.4 | Null | Null | Null | Null | Null | Null | Null | Null | Null
0.08385 | 9 | 0.09437 | 21 | 0.5 | Null | Null | Null | Null | Null | Null | Null | Null | Null
0.08385 | 9 | 0.09437 | 21 | 0.6 | Null | Null | Null | Null | Null | Null | Null | Null | Null
0.08385 | 9 | 0.09437 | 21 | 0.7 | Null | Null | Null | Null | Null | Null | Null | Null | Null
0.08385 | 9 | 0.09437 | 21 | 0.8 | Null | Null | Null | Null | Null | Null | Null | Null | Null
0.08385 | 9 | 0.09437 | 21 | 0.9 | Null | Null | Null | Null | Null | Null | Null | Null | Null
0.08385 | 9 | 0.09437 | 21 | 1 | Null | Null | Null | Null | Null | Null | Null | Null | Null
0.08385 | 9 | 0.09437 | 24 | 0.15 | Null | Null | Null | Null | Null | Null | Null | Null | Null
0.08385 | 9 | 0.09437 | 24 | 0.2 | Null | Null | Null | Null | Null | Null | Null | Null | Null
0.08385 | 9 | 0.09437 | 24 | 0.3 | Null | Null | Null | Null | Null | Null | Null | Null | Null
0.08385 | 9 | 0.09437 | 24 | 0.4 | Null | Null | Null | Null | Null | Null | Null | Null | Null
0.08385 | 9 | 0.09437 | 24 | 0.5 | Null | Null | Null | Null | Null | Null | Null | Null | Null
0.08385 | 9 | 0.09437 | 24 | 0.6 | Null | Null | Null | Null | Null | Null | Null | Null | Null
0.08385 | 9 | 0.09437 | 24 | 0.7 | Null | Null | Null | Null | Null | Null | Null | Null | Null
0.08385 | 9 | 0.09437 | 24 | 0.8 | Null | Null | Null | Null | Null | Null | Null | Null | Null
0.08385 | 9 | 0.09437 | 24 | 0.9 | Null | Null | Null | Null | Null | Null | Null | Null | Null
0.08385 | 9 | 0.09437 | 24 | 1 | Null | Null | Null | Null | Null | Null | Null | Null | Null
0.08385 | 9 | 0.09437 | 27 | 0.15 | Null | Null | Null | Null | Null | Null | Null | Null | Null
0.08385 | 9 | 0.09437 | 27 | 0.2 | Null | Null | Null | Null | Null | Null | Null | Null | Null
0.08385 | 9 | 0.09437 | 27 | 0.3 | Null | Null | Null | Null | Null | Null | Null | Null | Null
0.08385 | 9 | 0.09437 | 27 | 0.4 | Null | Null | Null | Null | Null | Null | Null | Null | Null
0.08385 | 9 | 0.09437 | 27 | 0.5 | Null | Null | Null | Null | Null | Null | Null | Null | Null
0.08385 | 9 | 0.09437 | 27 | 0.6 | Null | Null | Null | Null | Null | Null | Null | Null | Null
0.08385 | 9 | 0.09437 | 27 | 0.7 | Null | Null | Null | Null | Null | Null | Null | Null | Null
0.08385 | 9 | 0.09437 | 27 | 0.8 | Null | Null | Null | Null | Null | Null | Null | Null | Null
0.08385 | 9 | 0.09437 | 27 | 0.9 | Null | Null | Null | Null | Null | Null | Null | Null | Null
0.08385 | 9 | 0.09437 | 27 | 1 | Null | Null | Null | Null | Null | Null | Null | Null | Null
0.08385 | 9 | 0.09437 | 30 | 0.15 | Null | Null | Null | Null | Null | Null | Null | Null | Null
0.08385 | 9 | 0.09437 | 30 | 0.2 | Null | Null | Null | Null | Null | Null | Null | Null | Null
0.08385 | 9 | 0.09437 | 30 | 0.3 | Null | Null | Null | Null | Null | Null | Null | Null | Null
0.08385 | 9 | 0.09437 | 30 | 0.4 | Null | Null | Null | Null | Null | Null | Null | Null | Null
0.08385 | 9 | 0.09437 | 30 | 0.5 | Null | Null | Null | Null | Null | Null | Null | Null | Null
0.08385 | 9 | 0.09437 | 30 | 0.6 | Null | Null | Null | Null | Null | Null | Null | Null | Null
0.08385 | 9 | 0.09437 | 30 | 0.7 | Null | Null | Null | Null | Null | Null | Null | Null | Null
0.08385 | 9 | 0.09437 | 30 | 0.8 | Null | Null | Null | Null | Null | Null | Null | Null | Null
0.08385 | 9 | 0.09437 | 30 | 0.9 | Null | Null | Null | Null | Null | Null | Null | Null | Null
0.08385 | 9 | 0.09437 | 30 | 1 | Null | Null | Null | Null | Null | Null | Null | Null | Null
0.08385 | 9 | 0.09644 | 10.5 | 0.15 | Null | Null | Null | Null | Null | Null | Null | Null | Null
0.08385 | 9 | 0.09644 | 10.5 | 0.2 | Null | Null | Null | Null | Null | Null | Null | Null | Null
0.08385 | 9 | 0.09644 | 10.5 | 0.3 | Null | Null | Null | Null | Null | Null | Null | Null | Null
0.08385 | 9 | 0.09644 | 10.5 | 0.4 | Null | Null | Null | Null | Null | Null | Null | Null | Null
0.08385 | 9 | 0.09644 | 10.5 | 0.5 | Null | Null | Null | Null | Null | Null | Null | Null | Null
0.08385 | 9 | 0.09644 | 10.5 | 0.6 | Null | Null | Null | Null | Null | Null | Null | Null | Null
0.08385 | 9 | 0.09644 | 10.5 | 0.7 | Null | Null | Null | Null | Null | Null | Null | Null | Null
0.08385 | 9 | 0.09644 | 10.5 | 0.8 | Null | Null | Null | Null | Null | Null | Null | Null | Null
0.08385 | 9 | 0.09644 | 10.5 | 0.9 | Null | Null | Null | Null | Null | Null | Null | Null | Null
0.08385 | 9 | 0.09644 | 10.5 | 1 | Null | Null | Null | Null | Null | Null | Null | Null | Null
0.08385 | 9 | 0.09644 | 11 | 0.15 | Null | Null | Null | Null | Null | Null | Null | Null | Null
0.08385 | 9 | 0.09644 | 11 | 0.2 | Null | Null | Null | Null | Null | Null | Null | Null | Null
0.08385 | 9 | 0.09644 | 11 | 0.3 | Null | Null | Null | Null | Null | Null | Null | Null | Null
0.08385 | 9 | 0.09644 | 11 | 0.4 | Null | Null | Null | Null | Null | Null | Null | Null | Null
0.08385 | 9 | 0.09644 | 11 | 0.5 | Null | Null | Null | Null | Null | Null | Null | Null | Null
0.08385 | 9 | 0.09644 | 11 | 0.6 | Null | Null | Null | Null | Null | Null | Null | Null | Null
0.08385 | 9 | 0.09644 | 11 | 0.7 | Null | Null | Null | Null | Null | Null | Null | Null | Null
0.08385 | 9 | 0.09644 | 11 | 0.8 | Null | Null | Null | Null | Null | Null | Null | Null | Null
0.08385 | 9 | 0.09644 | 11 | 0.9 | Null | Null | Null | Null | Null | Null | Null | Null | Null
0.08385 | 9 | 0.09644 | 11 | 1 | Null | Null | Null | Null | Null | Null | Null | Null | Null
0.08385 | 9 | 0.09644 | 11.5 | 0.15 | Null | Null | Null | Null | Null | Null | Null | Null | Null
0.08385 | 9 | 0.09644 | 11.5 | 0.2 | Null | Null | Null | Null | Null | Null | Null | Null | Null
0.08385 | 9 | 0.09644 | 11.5 | 0.3 | Null | Null | Null | Null | Null | Null | Null | Null | Null
0.08385 | 9 | 0.09644 | 11.5 | 0.4 | Null | Null | Null | Null | Null | Null | Null | Null | Null
0.08385 | 9 | 0.09644 | 11.5 | 0.5 | Null | Null | Null | Null | Null | Null | Null | Null | Null
0.08385 | 9 | 0.09644 | 11.5 | 0.6 | Null | Null | Null | Null | Null | Null | Null | Null | Null
0.08385 | 9 | 0.09644 | 11.5 | 0.7 | Null | Null | Null | Null | Null | Null | Null | Null | Null
0.08385 | 9 | 0.09644 | 11.5 | 0.8 | Null | Null | Null | Null | Null | Null | Null | Null | Null
0.08385 | 9 | 0.09644 | 11.5 | 0.9 | Null | Null | Null | Null | Null | Null | Null | Null | Null
0.08385 | 9 | 0.09644 | 11.5 | 1 | Null | Null | Null | Null | Null | Null | Null | Null | Null
0.08385 | 9 | 0.09644 | 12 | 0.15 | Null | Null | Null | Null | Null | Null | Null | Null | Null
0.08385 | 9 | 0.09644 | 12 | 0.2 | Null | Null | Null | Null | Null | Null | Null | Null | Null
0.08385 | 9 | 0.09644 | 12 | 0.3 | Null | Null | Null | Null | Null | Null | Null | Null | Null
0.08385 | 9 | 0.09644 | 12 | 0.4 | Null | Null | Null | Null | Null | Null | Null | Null | Null
0.08385 | 9 | 0.09644 | 12 | 0.5 | Null | Null | Null | Null | Null | Null | Null | Null | Null
0.08385 | 9 | 0.09644 | 12 | 0.6 | Null | Null | Null | Null | Null | Null | Null | Null | Null
0.08385 | 9 | 0.09644 | 12 | 0.7 | Null | Null | Null | Null | Null | Null | Null | Null | Null
0.08385 | 9 | 0.09644 | 12 | 0.8 | Null | Null | Null | Null | Null | Null | Null | Null | Null
0.08385 | 9 | 0.09644 | 12 | 0.9 | Null | Null | Null | Null | Null | Null | Null | Null | Null
0.08385 | 9 | 0.09644 | 12 | 1 | Null | Null | Null | Null | Null | Null | Null | Null | Null
0.08385 | 9 | 0.09644 | 12.5 | 0.15 | Null | Null | Null | Null | Null | Null | Null | Null | Null
0.08385 | 9 | 0.09644 | 12.5 | 0.2 | Null | Null | Null | Null | Null | Null | Null | Null | Null
0.08385 | 9 | 0.09644 | 12.5 | 0.3 | Null | Null | Null | Null | Null | Null | Null | Null | Null
0.08385 | 9 | 0.09644 | 12.5 | 0.4 | Null | Null | Null | Null | Null | Null | Null | Null | Null
0.08385 | 9 | 0.09644 | 12.5 | 0.5 | Null | Null | Null | Null | Null | Null | Null | Null | Null
0.08385 | 9 | 0.09644 | 12.5 | 0.6 | Null | Null | Null | Null | Null | Null | Null | Null | Null
0.08385 | 9 | 0.09644 | 12.5 | 0.7 | Null | Null | Null | Null | Null | Null | Null | Null | Null
0.08385 | 9 | 0.09644 | 12.5 | 0.8 | Null | Null | Null | Null | Null | Null | Null | Null | Null
0.08385 | 9 | 0.09644 | 12.5 | 0.9 | Null | Null | Null | Null | Null | Null | Null | Null | Null
0.08385 | 9 | 0.09644 | 12.5 | 1 | Null | Null | Null | Null | Null | Null | Null | Null | Null
0.08385 | 9 | 0.09644 | 13 | 0.15 | Null | Null | Null | Null | Null | Null | Null | Null | Null
0.08385 | 9 | 0.09644 | 13 | 0.2 | Null | Null | Null | Null | Null | Null | Null | Null | Null
0.08385 | 9 | 0.09644 | 13 | 0.3 | Null | Null | Null | Null | Null | Null | Null | Null | Null
0.08385 | 9 | 0.09644 | 13 | 0.4 | Null | Null | Null | Null | Null | Null | Null | Null | Null
0.08385 | 9 | 0.09644 | 13 | 0.5 | Null | Null | Null | Null | Null | Null | Null | Null | Null
0.08385 | 9 | 0.09644 | 13 | 0.6 | Null | Null | Null | Null | Null | Null | Null | Null | Null
0.08385 | 9 | 0.09644 | 13 | 0.7 | Null | Null | Null | Null | Null | Null | Null | Null | Null
0.08385 | 9 | 0.09644 | 13 | 0.8 | Null | Null | Null | Null | Null | Null | Null | Null | Null
0.08385 | 9 | 0.09644 | 13 | 0.9 | Null | Null | Null | Null | Null | Null | Null | Null | Null
0.08385 | 9 | 0.09644 | 13 | 1 | Null | Null | Null | Null | Null | Null | Null | Null | Null
0.08385 | 9 | 0.09644 | 13.5 | 0.15 | Null | Null | Null | Null | Null | Null | Null | Null | Null
0.08385 | 9 | 0.09644 | 13.5 | 0.2 | Null | Null | Null | Null | Null | Null | Null | Null | Null
0.08385 | 9 | 0.09644 | 13.5 | 0.3 | Null | Null | Null | Null | Null | Null | Null | Null | Null
0.08385 | 9 | 0.09644 | 13.5 | 0.4 | Null | Null | Null | Null | Null | Null | Null | Null | Null
0.08385 | 9 | 0.09644 | 13.5 | 0.5 | Null | Null | Null | Null | Null | Null | Null | Null | Null
0.08385 | 9 | 0.09644 | 13.5 | 0.6 | Null | Null | Null | Null | Null | Null | Null | Null | Null
0.08385 | 9 | 0.09644 | 13.5 | 0.7 | Null | Null | Null | Null | Null | Null | Null | Null | Null
0.08385 | 9 | 0.09644 | 13.5 | 0.8 | Null | Null | Null | Null | Null | Null | Null | Null | Null
0.08385 | 9 | 0.09644 | 13.5 | 0.9 | Null | Null | Null | Null | Null | Null | Null | Null | Null
0.08385 | 9 | 0.09644 | 13.5 | 1 | Null | Null | Null | Null | Null | Null | Null | Null | Null
0.08385 | 9 | 0.09644 | 14 | 0.15 | Null | Null | Null | Null | Null | Null | Null | Null | Null
0.08385 | 9 | 0.09644 | 14 | 0.2 | Null | Null | Null | Null | Null | Null | Null | Null | Null
0.08385 | 9 | 0.09644 | 14 | 0.3 | Null | Null | Null | Null | Null | Null | Null | Null | Null
0.08385 | 9 | 0.09644 | 14 | 0.4 | Null | Null | Null | Null | Null | Null | Null | Null | Null
0.08385 | 9 | 0.09644 | 14 | 0.5 | Null | Null | Null | Null | Null | Null | Null | Null | Null
0.08385 | 9 | 0.09644 | 14 | 0.6 | Null | Null | Null | Null | Null | Null | Null | Null | Null
0.08385 | 9 | 0.09644 | 14 | 0.7 | Null | Null | Null | Null | Null | Null | Null | Null | Null
0.08385 | 9 | 0.09644 | 14 | 0.8 | Null | Null | Null | Null | Null | Null | Null | Null | Null
0.08385 | 9 | 0.09644 | 14 | 0.9 | Null | Null | Null | Null | Null | Null | Null | Null | Null
0.08385 | 9 | 0.09644 | 14 | 1 | Null | Null | Null | Null | Null | Null | Null | Null | Null
0.08385 | 9 | 0.09644 | 14.5 | 0.15 | Null | Null | Null | Null | Null | Null | Null | Null | Null
0.08385 | 9 | 0.09644 | 14.5 | 0.2 | Null | Null | Null | Null | Null | Null | Null | Null | Null
0.08385 | 9 | 0.09644 | 14.5 | 0.3 | Null | Null | Null | Null | Null | Null | Null | Null | Null
0.08385 | 9 | 0.09644 | 14.5 | 0.4 | Null | Null | Null | Null | Null | Null | Null | Null | Null
0.08385 | 9 | 0.09644 | 14.5 | 0.5 | Null | Null | Null | Null | Null | Null | Null | Null | Null
0.08385 | 9 | 0.09644 | 14.5 | 0.6 | Null | Null | Null | Null | Null | Null | Null | Null | Null
0.08385 | 9 | 0.09644 | 14.5 | 0.7 | Null | Null | Null | Null | Null | Null | Null | Null | Null
0.08385 | 9 | 0.09644 | 14.5 | 0.8 | Null | Null | Null | Null | Null | Null | Null | Null | Null
0.08385 | 9 | 0.09644 | 14.5 | 0.9 | Null | Null | Null | Null | Null | Null | Null | Null | Null
0.08385 | 9 | 0.09644 | 14.5 | 1 | Null | Null | Null | Null | Null | Null | Null | Null | Null
0.08385 | 9 | 0.09644 | 15 | 0.15 | Null | Null | Null | Null | Null | Null | Null | Null | Null
0.08385 | 9 | 0.09644 | 15 | 0.2 | Null | Null | Null | Null | Null | Null | Null | Null | Null
0.08385 | 9 | 0.09644 | 15 | 0.3 | Null | Null | Null | Null | Null | Null | Null | Null | Null
0.08385 | 9 | 0.09644 | 15 | 0.4 | Null | Null | Null | Null | Null | Null | Null | Null | Null
0.08385 | 9 | 0.09644 | 15 | 0.5 | Null | Null | Null | Null | Null | Null | Null | Null | Null
0.08385 | 9 | 0.09644 | 15 | 0.6 | Null | Null | Null | Null | Null | Null | Null | Null | Null
0.08385 | 9 | 0.09644 | 15 | 0.7 | Null | Null | Null | Null | Null | Null | Null | Null | Null
0.08385 | 9 | 0.09644 | 15 | 0.8 | Null | Null | Null | Null | Null | Null | Null | Null | Null
0.08385 | 9 | 0.09644 | 15 | 0.9 | Null | Null | Null | Null | Null | Null | Null | Null | Null
0.08385 | 9 | 0.09644 | 15 | 1 | Null | Null | Null | Null | Null | Null | Null | Null | Null
0.08385 | 9 | 0.09644 | 15.5 | 0.15 | Null | Null | Null | Null | Null | Null | Null | Null | Null
0.08385 | 9 | 0.09644 | 15.5 | 0.2 | Null | Null | Null | Null | Null | Null | Null | Null | Null
0.08385 | 9 | 0.09644 | 15.5 | 0.3 | Null | Null | Null | Null | Null | Null | Null | Null | Null
0.08385 | 9 | 0.09644 | 15.5 | 0.4 | Null | Null | Null | Null | Null | Null | Null | Null | Null
0.08385 | 9 | 0.09644 | 15.5 | 0.5 | Null | Null | Null | Null | Null | Null | Null | Null | Null
0.08385 | 9 | 0.09644 | 15.5 | 0.6 | Null | Null | Null | Null | Null | Null | Null | Null | Null
0.08385 | 9 | 0.09644 | 15.5 | 0.7 | Null | Null | Null | Null | Null | Null | Null | Null | Null
0.08385 | 9 | 0.09644 | 15.5 | 0.8 | Null | Null | Null | Null | Null | Null | Null | Null | Null
0.08385 | 9 | 0.09644 | 15.5 | 0.9 | Null | Null | Null | Null | Null | Null | Null | Null | Null
0.08385 | 9 | 0.09644 | 15.5 | 1 | Null | Null | Null | Null | Null | Null | Null | Null | Null
0.08385 | 9 | 0.09644 | 16 | 0.15 | Null | Null | Null | Null | Null | Null | Null | Null | Null
0.08385 | 9 | 0.09644 | 16 | 0.2 | Null | Null | Null | Null | Null | Null | Null | Null | Null
0.08385 | 9 | 0.09644 | 16 | 0.3 | Null | Null | Null | Null | Null | Null | Null | Null | Null
0.08385 | 9 | 0.09644 | 16 | 0.4 | Null | Null | Null | Null | Null | Null | Null | Null | Null
0.08385 | 9 | 0.09644 | 16 | 0.5 | Null | Null | Null | Null | Null | Null | Null | Null | Null
0.08385 | 9 | 0.09644 | 16 | 0.6 | Null | Null | Null | Null | Null | Null | Null | Null | Null
0.08385 | 9 | 0.09644 | 16 | 0.7 | Null | Null | Null | Null | Null | Null | Null | Null | Null
0.08385 | 9 | 0.09644 | 16 | 0.8 | Null | Null | Null | Null | Null | Null | Null | Null | Null
0.08385 | 9 | 0.09644 | 16 | 0.9 | Null | Null | Null | Null | Null | Null | Null | Null | Null
0.08385 | 9 | 0.09644 | 16 | 1 | Null | Null | Null | Null | Null | Null | Null | Null | Null
0.08385 | 9 | 0.09644 | 16.5 | 0.15 | Null | Null | Null | Null | Null | Null | Null | Null | Null
0.08385 | 9 | 0.09644 | 16.5 | 0.2 | Null | Null | Null | Null | Null | Null | Null | Null | Null
0.08385 | 9 | 0.09644 | 16.5 | 0.3 | Null | Null | Null | Null | Null | Null | Null | Null | Null
0.08385 | 9 | 0.09644 | 16.5 | 0.4 | Null | Null | Null | Null | Null | Null | Null | Null | Null
0.08385 | 9 | 0.09644 | 16.5 | 0.5 | Null | Null | Null | Null | Null | Null | Null | Null | Null
0.08385 | 9 | 0.09644 | 16.5 | 0.6 | Null | Null | Null | Null | Null | Null | Null | Null | Null
0.08385 | 9 | 0.09644 | 16.5 | 0.7 | Null | Null | Null | Null | Null | Null | Null | Null | Null
0.08385 | 9 | 0.09644 | 16.5 | 0.8 | Null | Null | Null | Null | Null | Null | Null | Null | Null
0.08385 | 9 | 0.09644 | 16.5 | 0.9 | Null | Null | Null | Null | Null | Null | Null | Null | Null
0.08385 | 9 | 0.09644 | 16.5 | 1 | Null | Null | Null | Null | Null | Null | Null | Null | Null
0.08385 | 9 | 0.09644 | 17 | 0.15 | Null | Null | Null | Null | Null | Null | Null | Null | Null
0.08385 | 9 | 0.09644 | 17 | 0.2 | Null | Null | Null | Null | Null | Null | Null | Null | Null
0.08385 | 9 | 0.09644 | 17 | 0.3 | Null | Null | Null | Null | Null | Null | Null | Null | Null
0.08385 | 9 | 0.09644 | 17 | 0.4 | Null | Null | Null | Null | Null | Null | Null | Null | Null
0.08385 | 9 | 0.09644 | 17 | 0.5 | Null | Null | Null | Null | Null | Null | Null | Null | Null
0.08385 | 9 | 0.09644 | 17 | 0.6 | Null | Null | Null | Null | Null | Null | Null | Null | Null
0.08385 | 9 | 0.09644 | 17 | 0.7 | Null | Null | Null | Null | Null | Null | Null | Null | Null
0.08385 | 9 | 0.09644 | 17 | 0.8 | Null | Null | Null | Null | Null | Null | Null | Null | Null
0.08385 | 9 | 0.09644 | 17 | 0.9 | Null | Null | Null | Null | Null | Null | Null | Null | Null
0.08385 | 9 | 0.09644 | 17 | 1 | Null | Null | Null | Null | Null | Null | Null | Null | Null
0.08385 | 9 | 0.09644 | 17.5 | 0.15 | Null | Null | Null | Null | Null | Null | Null | Null | Null
0.08385 | 9 | 0.09644 | 17.5 | 0.2 | Null | Null | Null | Null | Null | Null | Null | Null | Null
0.08385 | 9 | 0.09644 | 17.5 | 0.3 | Null | Null | Null | Null | Null | Null | Null | Null | Null
0.08385 | 9 | 0.09644 | 17.5 | 0.4 | Null | Null | Null | Null | Null | Null | Null | Null | Null
0.08385 | 9 | 0.09644 | 17.5 | 0.5 | Null | Null | Null | Null | Null | Null | Null | Null | Null
0.08385 | 9 | 0.09644 | 17.5 | 0.6 | Null | Null | Null | Null | Null | Null | Null | Null | Null
0.08385 | 9 | 0.09644 | 17.5 | 0.7 | Null | Null | Null | Null | Null | Null | Null | Null | Null
0.08385 | 9 | 0.09644 | 17.5 | 0.8 | Null | Null | Null | Null | Null | Null | Null | Null | Null
0.08385 | 9 | 0.09644 | 17.5 | 0.9 | Null | Null | Null | Null | Null | Null | Null | Null | Null
0.08385 | 9 | 0.09644 | 17.5 | 1 | Null | Null | Null | Null | Null | Null | Null | Null | Null
0.08385 | 9 | 0.09644 | 18 | 0.15 | Null | Null | Null | Null | Null | Null | Null | Null | Null
0.08385 | 9 | 0.09644 | 18 | 0.2 | Null | Null | Null | Null | Null | Null | Null | Null | Null
0.08385 | 9 | 0.09644 | 18 | 0.3 | Null | Null | Null | Null | Null | Null | Null | Null | Null
0.08385 | 9 | 0.09644 | 18 | 0.4 | Null | Null | Null | Null | Null | Null | Null | Null | Null
0.08385 | 9 | 0.09644 | 18 | 0.5 | Null | Null | Null | Null | Null | Null | Null | Null | Null
0.08385 | 9 | 0.09644 | 18 | 0.6 | Null | Null | Null | Null | Null | Null | Null | Null | Null
0.08385 | 9 | 0.09644 | 18 | 0.7 | Null | Null | Null | Null | Null | Null | Null | Null | Null
0.08385 | 9 | 0.09644 | 18 | 0.8 | Null | Null | Null | Null | Null | Null | Null | Null | Null
0.08385 | 9 | 0.09644 | 18 | 0.9 | Null | Null | Null | Null | Null | Null | Null | Null | Null
0.08385 | 9 | 0.09644 | 18 | 1 | Null | Null | Null | Null | Null | Null | Null | Null | Null
0.08385 | 9 | 0.09644 | 21 | 0.15 | Null | Null | Null | Null | Null | Null | Null | Null | Null
0.08385 | 9 | 0.09644 | 21 | 0.2 | Null | Null | Null | Null | Null | Null | Null | Null | Null
0.08385 | 9 | 0.09644 | 21 | 0.3 | Null | Null | Null | Null | Null | Null | Null | Null | Null
0.08385 | 9 | 0.09644 | 21 | 0.4 | Null | Null | Null | Null | Null | Null | Null | Null | Null
0.08385 | 9 | 0.09644 | 21 | 0.5 | Null | Null | Null | Null | Null | Null | Null | Null | Null
0.08385 | 9 | 0.09644 | 21 | 0.6 | Null | Null | Null | Null | Null | Null | Null | Null | Null
0.08385 | 9 | 0.09644 | 21 | 0.7 | Null | Null | Null | Null | Null | Null | Null | Null | Null
0.08385 | 9 | 0.09644 | 21 | 0.8 | Null | Null | Null | Null | Null | Null | Null | Null | Null
0.08385 | 9 | 0.09644 | 21 | 0.9 | Null | Null | Null | Null | Null | Null | Null | Null | Null
0.08385 | 9 | 0.09644 | 21 | 1 | Null | Null | Null | Null | Null | Null | Null | Null | Null
0.08385 | 9 | 0.09644 | 24 | 0.15 | Null | Null | Null | Null | Null | Null | Null | Null | Null
0.08385 | 9 | 0.09644 | 24 | 0.2 | Null | Null | Null | Null | Null | Null | Null | Null | Null
0.08385 | 9 | 0.09644 | 24 | 0.3 | Null | Null | Null | Null | Null | Null | Null | Null | Null
0.08385 | 9 | 0.09644 | 24 | 0.4 | Null | Null | Null | Null | Null | Null | Null | Null | Null
0.08385 | 9 | 0.09644 | 24 | 0.5 | Null | Null | Null | Null | Null | Null | Null | Null | Null
0.08385 | 9 | 0.09644 | 24 | 0.6 | Null | Null | Null | Null | Null | Null | Null | Null | Null
0.08385 | 9 | 0.09644 | 24 | 0.7 | Null | Null | Null | Null | Null | Null | Null | Null | Null
0.08385 | 9 | 0.09644 | 24 | 0.8 | Null | Null | Null | Null | Null | Null | Null | Null | Null
0.08385 | 9 | 0.09644 | 24 | 0.9 | Null | Null | Null | Null | Null | Null | Null | Null | Null
0.08385 | 9 | 0.09644 | 24 | 1 | Null | Null | Null | Null | Null | Null | Null | Null | Null
0.08385 | 9 | 0.09644 | 27 | 0.15 | Null | Null | Null | Null | Null | Null | Null | Null | Null
0.08385 | 9 | 0.09644 | 27 | 0.2 | Null | Null | Null | Null | Null | Null | Null | Null | Null
0.08385 | 9 | 0.09644 | 27 | 0.3 | Null | Null | Null | Null | Null | Null | Null | Null | Null
0.08385 | 9 | 0.09644 | 27 | 0.4 | Null | Null | Null | Null | Null | Null | Null | Null | Null
0.08385 | 9 | 0.09644 | 27 | 0.5 | Null | Null | Null | Null | Null | Null | Null | Null | Null
0.08385 | 9 | 0.09644 | 27 | 0.6 | Null | Null | Null | Null | Null | Null | Null | Null | Null
0.08385 | 9 | 0.09644 | 27 | 0.7 | Null | Null | Null | Null | Null | Null | Null | Null | Null
0.08385 | 9 | 0.09644 | 27 | 0.8 | Null | Null | Null | Null | Null | Null | Null | Null | Null
0.08385 | 9 | 0.09644 | 27 | 0.9 | Null | Null | Null | Null | Null | Null | Null | Null | Null
0.08385 | 9 | 0.09644 | 27 | 1 | Null | Null | Null | Null | Null | Null | Null | Null | Null
0.08385 | 9 | 0.09644 | 30 | 0.15 | Null | Null | Null | Null | Null | Null | Null | Null | Null
0.08385 | 9 | 0.09644 | 30 | 0.2 | Null | Null | Null | Null | Null | Null | Null | Null | Null
0.08385 | 9 | 0.09644 | 30 | 0.3 | Null | Null | Null | Null | Null | Null | Null | Null | Null
0.08385 | 9 | 0.09644 | 30 | 0.4 | Null | Null | Null | Null | Null | Null | Null | Null | Null
0.08385 | 9 | 0.09644 | 30 | 0.5 | Null | Null | Null | Null | Null | Null | Null | Null | Null
0.08385 | 9 | 0.09644 | 30 | 0.6 | Null | Null | Null | Null | Null | Null | Null | Null | Null
0.08385 | 9 | 0.09644 | 30 | 0.7 | Null | Null | Null | Null | Null | Null | Null | Null | Null
0.08385 | 9 | 0.09644 | 30 | 0.8 | Null | Null | Null | Null | Null | Null | Null | Null | Null
0.08385 | 9 | 0.09644 | 30 | 0.9 | Null | Null | Null | Null | Null | Null | Null | Null | Null
0.08385 | 9 | 0.09644 | 30 | 1 | Null | Null | Null | Null | Null | Null | Null | Null | Null
0.08385 | 9 | 0.09737 | 10.5 | 0.15 | Null | Null | Null | Null | Null | Null | Null | Null | Null
0.08385 | 9 | 0.09737 | 10.5 | 0.2 | Null | Null | Null | Null | Null | Null | Null | Null | Null
0.08385 | 9 | 0.09737 | 10.5 | 0.3 | Null | Null | Null | Null | Null | Null | Null | Null | Null
0.08385 | 9 | 0.09737 | 10.5 | 0.4 | Null | Null | Null | Null | Null | Null | Null | Null | Null
0.08385 | 9 | 0.09737 | 10.5 | 0.5 | Null | Null | Null | Null | Null | Null | Null | Null | Null
0.08385 | 9 | 0.09737 | 10.5 | 0.6 | Null | Null | Null | Null | Null | Null | Null | Null | Null
0.08385 | 9 | 0.09737 | 10.5 | 0.7 | Null | Null | Null | Null | Null | Null | Null | Null | Null
0.08385 | 9 | 0.09737 | 10.5 | 0.8 | Null | Null | Null | Null | Null | Null | Null | Null | Null
0.08385 | 9 | 0.09737 | 10.5 | 0.9 | Null | Null | Null | Null | Null | Null | Null | Null | Null
0.08385 | 9 | 0.09737 | 10.5 | 1 | Null | Null | Null | Null | Null | Null | Null | Null | Null
0.08385 | 9 | 0.09737 | 11 | 0.15 | Null | Null | Null | Null | Null | Null | Null | Null | Null
0.08385 | 9 | 0.09737 | 11 | 0.2 | Null | Null | Null | Null | Null | Null | Null | Null | Null
0.08385 | 9 | 0.09737 | 11 | 0.3 | Null | Null | Null | Null | Null | Null | Null | Null | Null
0.08385 | 9 | 0.09737 | 11 | 0.4 | Null | Null | Null | Null | Null | Null | Null | Null | Null
0.08385 | 9 | 0.09737 | 11 | 0.5 | Null | Null | Null | Null | Null | Null | Null | Null | Null
0.08385 | 9 | 0.09737 | 11 | 0.6 | Null | Null | Null | Null | Null | Null | Null | Null | Null
0.08385 | 9 | 0.09737 | 11 | 0.7 | Null | Null | Null | Null | Null | Null | Null | Null | Null
0.08385 | 9 | 0.09737 | 11 | 0.8 | Null | Null | Null | Null | Null | Null | Null | Null | Null
0.08385 | 9 | 0.09737 | 11 | 0.9 | Null | Null | Null | Null | Null | Null | Null | Null | Null
0.08385 | 9 | 0.09737 | 11 | 1 | Null | Null | Null | Null | Null | Null | Null | Null | Null
0.08385 | 9 | 0.09737 | 11.5 | 0.15 | Null | Null | Null | Null | Null | Null | Null | Null | Null
0.08385 | 9 | 0.09737 | 11.5 | 0.2 | Null | Null | Null | Null | Null | Null | Null | Null | Null
0.08385 | 9 | 0.09737 | 11.5 | 0.3 | Null | Null | Null | Null | Null | Null | Null | Null | Null
0.08385 | 9 | 0.09737 | 11.5 | 0.4 | Null | Null | Null | Null | Null | Null | Null | Null | Null
0.08385 | 9 | 0.09737 | 11.5 | 0.5 | Null | Null | Null | Null | Null | Null | Null | Null | Null
0.08385 | 9 | 0.09737 | 11.5 | 0.6 | Null | Null | Null | Null | Null | Null | Null | Null | Null
0.08385 | 9 | 0.09737 | 11.5 | 0.7 | Null | Null | Null | Null | Null | Null | Null | Null | Null
0.08385 | 9 | 0.09737 | 11.5 | 0.8 | Null | Null | Null | Null | Null | Null | Null | Null | Null
0.08385 | 9 | 0.09737 | 11.5 | 0.9 | Null | Null | Null | Null | Null | Null | Null | Null | Null
0.08385 | 9 | 0.09737 | 11.5 | 1 | Null | Null | Null | Null | Null | Null | Null | Null | Null
0.08385 | 9 | 0.09737 | 12 | 0.15 | Null | Null | Null | Null | Null | Null | Null | Null | Null
0.08385 | 9 | 0.09737 | 12 | 0.2 | Null | Null | Null | Null | Null | Null | Null | Null | Null
0.08385 | 9 | 0.09737 | 12 | 0.3 | Null | Null | Null | Null | Null | Null | Null | Null | Null
0.08385 | 9 | 0.09737 | 12 | 0.4 | Null | Null | Null | Null | Null | Null | Null | Null | Null
0.08385 | 9 | 0.09737 | 12 | 0.5 | Null | Null | Null | Null | Null | Null | Null | Null | Null
0.08385 | 9 | 0.09737 | 12 | 0.6 | Null | Null | Null | Null | Null | Null | Null | Null | Null
0.08385 | 9 | 0.09737 | 12 | 0.7 | Null | Null | Null | Null | Null | Null | Null | Null | Null
0.08385 | 9 | 0.09737 | 12 | 0.8 | Null | Null | Null | Null | Null | Null | Null | Null | Null
0.08385 | 9 | 0.09737 | 12 | 0.9 | Null | Null | Null | Null | Null | Null | Null | Null | Null
0.08385 | 9 | 0.09737 | 12 | 1 | Null | Null | Null | Null | Null | Null | Null | Null | Null
0.08385 | 9 | 0.09737 | 12.5 | 0.15 | Null | Null | Null | Null | Null | Null | Null | Null | Null
0.08385 | 9 | 0.09737 | 12.5 | 0.2 | Null | Null | Null | Null | Null | Null | Null | Null | Null
0.08385 | 9 | 0.09737 | 12.5 | 0.3 | Null | Null | Null | Null | Null | Null | Null | Null | Null
0.08385 | 9 | 0.09737 | 12.5 | 0.4 | Null | Null | Null | Null | Null | Null | Null | Null | Null
0.08385 | 9 | 0.09737 | 12.5 | 0.5 | Null | Null | Null | Null | Null | Null | Null | Null | Null
0.08385 | 9 | 0.09737 | 12.5 | 0.6 | Null | Null | Null | Null | Null | Null | Null | Null | Null
0.08385 | 9 | 0.09737 | 12.5 | 0.7 | Null | Null | Null | Null | Null | Null | Null | Null | Null
0.08385 | 9 | 0.09737 | 12.5 | 0.8 | Null | Null | Null | Null | Null | Null | Null | Null | Null
0.08385 | 9 | 0.09737 | 12.5 | 0.9 | Null | Null | Null | Null | Null | Null | Null | Null | Null
0.08385 | 9 | 0.09737 | 12.5 | 1 | Null | Null | Null | Null | Null | Null | Null | Null | Null
0.08385 | 9 | 0.09737 | 13 | 0.15 | Null | Null | Null | Null | Null | Null | Null | Null | Null
0.08385 | 9 | 0.09737 | 13 | 0.2 | Null | Null | Null | Null | Null | Null | Null | Null | Null
0.08385 | 9 | 0.09737 | 13 | 0.3 | Null | Null | Null | Null | Null | Null | Null | Null | Null
0.08385 | 9 | 0.09737 | 13 | 0.4 | Null | Null | Null | Null | Null | Null | Null | Null | Null
0.08385 | 9 | 0.09737 | 13 | 0.5 | Null | Null | Null | Null | Null | Null | Null | Null | Null
0.08385 | 9 | 0.09737 | 13 | 0.6 | Null | Null | Null | Null | Null | Null | Null | Null | Null
0.08385 | 9 | 0.09737 | 13 | 0.7 | Null | Null | Null | Null | Null | Null | Null | Null | Null
0.08385 | 9 | 0.09737 | 13 | 0.8 | Null | Null | Null | Null | Null | Null | Null | Null | Null
0.08385 | 9 | 0.09737 | 13 | 0.9 | Null | Null | Null | Null | Null | Null | Null | Null | Null
0.08385 | 9 | 0.09737 | 13 | 1 | Null | Null | Null | Null | Null | Null | Null | Null | Null
0.08385 | 9 | 0.09737 | 13.5 | 0.15 | Null | Null | Null | Null | Null | Null | Null | Null | Null
0.08385 | 9 | 0.09737 | 13.5 | 0.2 | Null | Null | Null | Null | Null | Null | Null | Null | Null
0.08385 | 9 | 0.09737 | 13.5 | 0.3 | Null | Null | Null | Null | Null | Null | Null | Null | Null
0.08385 | 9 | 0.09737 | 13.5 | 0.4 | Null | Null | Null | Null | Null | Null | Null | Null | Null
0.08385 | 9 | 0.09737 | 13.5 | 0.5 | Null | Null | Null | Null | Null | Null | Null | Null | Null
0.08385 | 9 | 0.09737 | 13.5 | 0.6 | Null | Null | Null | Null | Null | Null | Null | Null | Null
0.08385 | 9 | 0.09737 | 13.5 | 0.7 | Null | Null | Null | Null | Null | Null | Null | Null | Null
0.08385 | 9 | 0.09737 | 13.5 | 0.8 | Null | Null | Null | Null | Null | Null | Null | Null | Null
0.08385 | 9 | 0.09737 | 13.5 | 0.9 | Null | Null | Null | Null | Null | Null | Null | Null | Null
0.08385 | 9 | 0.09737 | 13.5 | 1 | Null | Null | Null | Null | Null | Null | Null | Null | Null
0.08385 | 9 | 0.09737 | 14 | 0.15 | Null | Null | Null | Null | Null | Null | Null | Null | Null
0.08385 | 9 | 0.09737 | 14 | 0.2 | Null | Null | Null | Null | Null | Null | Null | Null | Null
0.08385 | 9 | 0.09737 | 14 | 0.3 | Null | Null | Null | Null | Null | Null | Null | Null | Null
0.08385 | 9 | 0.09737 | 14 | 0.4 | Null | Null | Null | Null | Null | Null | Null | Null | Null
0.08385 | 9 | 0.09737 | 14 | 0.5 | Null | Null | Null | Null | Null | Null | Null | Null | Null
0.08385 | 9 | 0.09737 | 14 | 0.6 | Null | Null | Null | Null | Null | Null | Null | Null | Null
0.08385 | 9 | 0.09737 | 14 | 0.7 | Null | Null | Null | Null | Null | Null | Null | Null | Null
0.08385 | 9 | 0.09737 | 14 | 0.8 | Null | Null | Null | Null | Null | Null | Null | Null | Null
0.08385 | 9 | 0.09737 | 14 | 0.9 | Null | Null | Null | Null | Null | Null | Null | Null | Null
0.08385 | 9 | 0.09737 | 14 | 1 | Null | Null | Null | Null | Null | Null | Null | Null | Null
0.08385 | 9 | 0.09737 | 14.5 | 0.15 | Null | Null | Null | Null | Null | Null | Null | Null | Null
0.08385 | 9 | 0.09737 | 14.5 | 0.2 | Null | Null | Null | Null | Null | Null | Null | Null | Null
0.08385 | 9 | 0.09737 | 14.5 | 0.3 | Null | Null | Null | Null | Null | Null | Null | Null | Null
0.08385 | 9 | 0.09737 | 14.5 | 0.4 | Null | Null | Null | Null | Null | Null | Null | Null | Null
0.08385 | 9 | 0.09737 | 14.5 | 0.5 | Null | Null | Null | Null | Null | Null | Null | Null | Null
0.08385 | 9 | 0.09737 | 14.5 | 0.6 | Null | Null | Null | Null | Null | Null | Null | Null | Null
0.08385 | 9 | 0.09737 | 14.5 | 0.7 | Null | Null | Null | Null | Null | Null | Null | Null | Null
0.08385 | 9 | 0.09737 | 14.5 | 0.8 | Null | Null | Null | Null | Null | Null | Null | Null | Null
0.08385 | 9 | 0.09737 | 14.5 | 0.9 | Null | Null | Null | Null | Null | Null | Null | Null | Null
0.08385 | 9 | 0.09737 | 14.5 | 1 | Null | Null | Null | Null | Null | Null | Null | Null | Null
0.08385 | 9 | 0.09737 | 15 | 0.15 | Null | Null | Null | Null | Null | Null | Null | Null | Null
0.08385 | 9 | 0.09737 | 15 | 0.2 | Null | Null | Null | Null | Null | Null | Null | Null | Null
0.08385 | 9 | 0.09737 | 15 | 0.3 | Null | Null | Null | Null | Null | Null | Null | Null | Null
0.08385 | 9 | 0.09737 | 15 | 0.4 | Null | Null | Null | Null | Null | Null | Null | Null | Null
0.08385 | 9 | 0.09737 | 15 | 0.5 | Null | Null | Null | Null | Null | Null | Null | Null | Null
0.08385 | 9 | 0.09737 | 15 | 0.6 | Null | Null | Null | Null | Null | Null | Null | Null | Null
0.08385 | 9 | 0.09737 | 15 | 0.7 | Null | Null | Null | Null | Null | Null | Null | Null | Null
0.08385 | 9 | 0.09737 | 15 | 0.8 | Null | Null | Null | Null | Null | Null | Null | Null | Null
0.08385 | 9 | 0.09737 | 15 | 0.9 | Null | Null | Null | Null | Null | Null | Null | Null | Null
0.08385 | 9 | 0.09737 | 15 | 1 | Null | Null | Null | Null | Null | Null | Null | Null | Null
0.08385 | 9 | 0.09737 | 15.5 | 0.15 | Null | Null | Null | Null | Null | Null | Null | Null | Null
0.08385 | 9 | 0.09737 | 15.5 | 0.2 | Null | Null | Null | Null | Null | Null | Null | Null | Null
0.08385 | 9 | 0.09737 | 15.5 | 0.3 | Null | Null | Null | Null | Null | Null | Null | Null | Null
0.08385 | 9 | 0.09737 | 15.5 | 0.4 | Null | Null | Null | Null | Null | Null | Null | Null | Null
0.08385 | 9 | 0.09737 | 15.5 | 0.5 | Null | Null | Null | Null | Null | Null | Null | Null | Null
0.08385 | 9 | 0.09737 | 15.5 | 0.6 | Null | Null | Null | Null | Null | Null | Null | Null | Null
0.08385 | 9 | 0.09737 | 15.5 | 0.7 | Null | Null | Null | Null | Null | Null | Null | Null | Null
0.08385 | 9 | 0.09737 | 15.5 | 0.8 | Null | Null | Null | Null | Null | Null | Null | Null | Null
0.08385 | 9 | 0.09737 | 15.5 | 0.9 | Null | Null | Null | Null | Null | Null | Null | Null | Null
0.08385 | 9 | 0.09737 | 15.5 | 1 | Null | Null | Null | Null | Null | Null | Null | Null | Null
0.08385 | 9 | 0.09737 | 16 | 0.15 | Null | Null | Null | Null | Null | Null | Null | Null | Null
0.08385 | 9 | 0.09737 | 16 | 0.2 | Null | Null | Null | Null | Null | Null | Null | Null | Null
0.08385 | 9 | 0.09737 | 16 | 0.3 | Null | Null | Null | Null | Null | Null | Null | Null | Null
0.08385 | 9 | 0.09737 | 16 | 0.4 | Null | Null | Null | Null | Null | Null | Null | Null | Null
0.08385 | 9 | 0.09737 | 16 | 0.5 | Null | Null | Null | Null | Null | Null | Null | Null | Null
0.08385 | 9 | 0.09737 | 16 | 0.6 | Null | Null | Null | Null | Null | Null | Null | Null | Null
0.08385 | 9 | 0.09737 | 16 | 0.7 | Null | Null | Null | Null | Null | Null | Null | Null | Null
0.08385 | 9 | 0.09737 | 16 | 0.8 | Null | Null | Null | Null | Null | Null | Null | Null | Null
0.08385 | 9 | 0.09737 | 16 | 0.9 | Null | Null | Null | Null | Null | Null | Null | Null | Null
0.08385 | 9 | 0.09737 | 16 | 1 | Null | Null | Null | Null | Null | Null | Null | Null | Null
0.08385 | 9 | 0.09737 | 16.5 | 0.15 | Null | Null | Null | Null | Null | Null | Null | Null | Null
0.08385 | 9 | 0.09737 | 16.5 | 0.2 | Null | Null | Null | Null | Null | Null | Null | Null | Null
0.08385 | 9 | 0.09737 | 16.5 | 0.3 | Null | Null | Null | Null | Null | Null | Null | Null | Null
0.08385 | 9 | 0.09737 | 16.5 | 0.4 | Null | Null | Null | Null | Null | Null | Null | Null | Null
0.08385 | 9 | 0.09737 | 16.5 | 0.5 | Null | Null | Null | Null | Null | Null | Null | Null | Null
0.08385 | 9 | 0.09737 | 16.5 | 0.6 | Null | Null | Null | Null | Null | Null | Null | Null | Null
0.08385 | 9 | 0.09737 | 16.5 | 0.7 | Null | Null | Null | Null | Null | Null | Null | Null | Null
0.08385 | 9 | 0.09737 | 16.5 | 0.8 | Null | Null | Null | Null | Null | Null | Null | Null | Null
0.08385 | 9 | 0.09737 | 16.5 | 0.9 | Null | Null | Null | Null | Null | Null | Null | Null | Null
0.08385 | 9 | 0.09737 | 16.5 | 1 | Null | Null | Null | Null | Null | Null | Null | Null | Null
0.08385 | 9 | 0.09737 | 17 | 0.15 | Null | Null | Null | Null | Null | Null | Null | Null | Null
0.08385 | 9 | 0.09737 | 17 | 0.2 | Null | Null | Null | Null | Null | Null | Null | Null | Null
0.08385 | 9 | 0.09737 | 17 | 0.3 | Null | Null | Null | Null | Null | Null | Null | Null | Null
0.08385 | 9 | 0.09737 | 17 | 0.4 | Null | Null | Null | Null | Null | Null | Null | Null | Null
0.08385 | 9 | 0.09737 | 17 | 0.5 | Null | Null | Null | Null | Null | Null | Null | Null | Null
0.08385 | 9 | 0.09737 | 17 | 0.6 | Null | Null | Null | Null | Null | Null | Null | Null | Null
0.08385 | 9 | 0.09737 | 17 | 0.7 | Null | Null | Null | Null | Null | Null | Null | Null | Null
0.08385 | 9 | 0.09737 | 17 | 0.8 | Null | Null | Null | Null | Null | Null | Null | Null | Null
0.08385 | 9 | 0.09737 | 17 | 0.9 | Null | Null | Null | Null | Null | Null | Null | Null | Null
0.08385 | 9 | 0.09737 | 17 | 1 | Null | Null | Null | Null | Null | Null | Null | Null | Null
0.08385 | 9 | 0.09737 | 17.5 | 0.15 | Null | Null | Null | Null | Null | Null | Null | Null | Null
0.08385 | 9 | 0.09737 | 17.5 | 0.2 | Null | Null | Null | Null | Null | Null | Null | Null | Null
0.08385 | 9 | 0.09737 | 17.5 | 0.3 | Null | Null | Null | Null | Null | Null | Null | Null | Null
0.08385 | 9 | 0.09737 | 17.5 | 0.4 | Null | Null | Null | Null | Null | Null | Null | Null | Null
0.08385 | 9 | 0.09737 | 17.5 | 0.5 | Null | Null | Null | Null | Null | Null | Null | Null | Null
0.08385 | 9 | 0.09737 | 17.5 | 0.6 | Null | Null | Null | Null | Null | Null | Null | Null | Null
0.08385 | 9 | 0.09737 | 17.5 | 0.7 | Null | Null | Null | Null | Null | Null | Null | Null | Null
0.08385 | 9 | 0.09737 | 17.5 | 0.8 | Null | Null | Null | Null | Null | Null | Null | Null | Null
0.08385 | 9 | 0.09737 | 17.5 | 0.9 | Null | Null | Null | Null | Null | Null | Null | Null | Null
0.08385 | 9 | 0.09737 | 17.5 | 1 | Null | Null | Null | Null | Null | Null | Null | Null | Null
0.08385 | 9 | 0.09737 | 18 | 0.15 | Null | Null | Null | Null | Null | Null | Null | Null | Null
0.08385 | 9 | 0.09737 | 18 | 0.2 | Null | Null | Null | Null | Null | Null | Null | Null | Null
0.08385 | 9 | 0.09737 | 18 | 0.3 | Null | Null | Null | Null | Null | Null | Null | Null | Null
0.08385 | 9 | 0.09737 | 18 | 0.4 | Null | Null | Null | Null | Null | Null | Null | Null | Null
0.08385 | 9 | 0.09737 | 18 | 0.5 | Null | Null | Null | Null | Null | Null | Null | Null | Null
0.08385 | 9 | 0.09737 | 18 | 0.6 | Null | Null | Null | Null | Null | Null | Null | Null | Null
0.08385 | 9 | 0.09737 | 18 | 0.7 | Null | Null | Null | Null | Null | Null | Null | Null | Null
0.08385 | 9 | 0.09737 | 18 | 0.8 | Null | Null | Null | Null | Null | Null | Null | Null | Null
0.08385 | 9 | 0.09737 | 18 | 0.9 | Null | Null | Null | Null | Null | Null | Null | Null | Null
0.08385 | 9 | 0.09737 | 18 | 1 | Null | Null | Null | Null | Null | Null | Null | Null | Null
0.08385 | 9 | 0.09737 | 21 | 0.15 | Null | Null | Null | Null | Null | Null | Null | Null | Null
0.08385 | 9 | 0.09737 | 21 | 0.2 | Null | Null | Null | Null | Null | Null | Null | Null | Null
0.08385 | 9 | 0.09737 | 21 | 0.3 | Null | Null | Null | Null | Null | Null | Null | Null | Null
0.08385 | 9 | 0.09737 | 21 | 0.4 | Null | Null | Null | Null | Null | Null | Null | Null | Null
0.08385 | 9 | 0.09737 | 21 | 0.5 | Null | Null | Null | Null | Null | Null | Null | Null | Null
0.08385 | 9 | 0.09737 | 21 | 0.6 | Null | Null | Null | Null | Null | Null | Null | Null | Null
0.08385 | 9 | 0.09737 | 21 | 0.7 | Null | Null | Null | Null | Null | Null | Null | Null | Null
0.08385 | 9 | 0.09737 | 21 | 0.8 | Null | Null | Null | Null | Null | Null | Null | Null | Null
0.08385 | 9 | 0.09737 | 21 | 0.9 | Null | Null | Null | Null | Null | Null | Null | Null | Null
0.08385 | 9 | 0.09737 | 21 | 1 | Null | Null | Null | Null | Null | Null | Null | Null | Null
0.08385 | 9 | 0.09737 | 24 | 0.15 | Null | Null | Null | Null | Null | Null | Null | Null | Null
0.08385 | 9 | 0.09737 | 24 | 0.2 | Null | Null | Null | Null | Null | Null | Null | Null | Null
0.08385 | 9 | 0.09737 | 24 | 0.3 | Null | Null | Null | Null | Null | Null | Null | Null | Null
0.08385 | 9 | 0.09737 | 24 | 0.4 | Null | Null | Null | Null | Null | Null | Null | Null | Null
0.08385 | 9 | 0.09737 | 24 | 0.5 | Null | Null | Null | Null | Null | Null | Null | Null | Null
0.08385 | 9 | 0.09737 | 24 | 0.6 | Null | Null | Null | Null | Null | Null | Null | Null | Null
0.08385 | 9 | 0.09737 | 24 | 0.7 | Null | Null | Null | Null | Null | Null | Null | Null | Null
0.08385 | 9 | 0.09737 | 24 | 0.8 | Null | Null | Null | Null | Null | Null | Null | Null | Null
0.08385 | 9 | 0.09737 | 24 | 0.9 | Null | Null | Null | Null | Null | Null | Null | Null | Null
0.08385 | 9 | 0.09737 | 24 | 1 | Null | Null | Null | Null | Null | Null | Null | Null | Null
0.08385 | 9 | 0.09737 | 27 | 0.15 | Null | Null | Null | Null | Null | Null | Null | Null | Null
0.08385 | 9 | 0.09737 | 27 | 0.2 | Null | Null | Null | Null | Null | Null | Null | Null | Null
0.08385 | 9 | 0.09737 | 27 | 0.3 | Null | Null | Null | Null | Null | Null | Null | Null | Null
0.08385 | 9 | 0.09737 | 27 | 0.4 | Null | Null | Null | Null | Null | Null | Null | Null | Null
0.08385 | 9 | 0.09737 | 27 | 0.5 | Null | Null | Null | Null | Null | Null | Null | Null | Null
0.08385 | 9 | 0.09737 | 27 | 0.6 | Null | Null | Null | Null | Null | Null | Null | Null | Null
0.08385 | 9 | 0.09737 | 27 | 0.7 | Null | Null | Null | Null | Null | Null | Null | Null | Null
0.08385 | 9 | 0.09737 | 27 | 0.8 | Null | Null | Null | Null | Null | Null | Null | Null | Null
0.08385 | 9 | 0.09737 | 27 | 0.9 | Null | Null | Null | Null | Null | Null | Null | Null | Null
0.08385 | 9 | 0.09737 | 27 | 1 | Null | Null | Null | Null | Null | Null | Null | Null | Null
0.08385 | 9 | 0.09737 | 30 | 0.15 | Null | Null | Null | Null | Null | Null | Null | Null | Null
0.08385 | 9 | 0.09737 | 30 | 0.2 | Null | Null | Null | Null | Null | Null | Null | Null | Null
0.08385 | 9 | 0.09737 | 30 | 0.3 | Null | Null | Null | Null | Null | Null | Null | Null | Null
0.08385 | 9 | 0.09737 | 30 | 0.4 | Null | Null | Null | Null | Null | Null | Null | Null | Null
0.08385 | 9 | 0.09737 | 30 | 0.5 | Null | Null | Null | Null | Null | Null | Null | Null | Null
0.08385 | 9 | 0.09737 | 30 | 0.6 | Null | Null | Null | Null | Null | Null | Null | Null | Null
0.08385 | 9 | 0.09737 | 30 | 0.7 | Null | Null | Null | Null | Null | Null | Null | Null | Null
0.08385 | 9 | 0.09737 | 30 | 0.8 | Null | Null | Null | Null | Null | Null | Null | Null | Null
0.08385 | 9 | 0.09737 | 30 | 0.9 | Null | Null | Null | Null | Null | Null | Null | Null | Null
0.08385 | 9 | 0.09737 | 30 | 1 | Null | Null | Null | Null | Null | Null | Null | Null | Null
0.08385 | 9 | 0.115 | 10.5 | 0.15 | Null | Null | Null | Null | Null | Null | Null | Null | Null
0.08385 | 9 | 0.115 | 10.5 | 0.2 | Null | Null | Null | Null | Null | Null | Null | Null | Null
0.08385 | 9 | 0.115 | 10.5 | 0.3 | Null | Null | Null | Null | Null | Null | Null | Null | Null
0.08385 | 9 | 0.115 | 10.5 | 0.4 | Null | Null | Null | Null | Null | Null | Null | Null | Null
0.08385 | 9 | 0.115 | 10.5 | 0.5 | Null | Null | Null | Null | Null | Null | Null | Null | Null
0.08385 | 9 | 0.115 | 10.5 | 0.6 | Null | Null | Null | Null | Null | Null | Null | Null | Null
0.08385 | 9 | 0.115 | 10.5 | 0.7 | Null | Null | Null | Null | Null | Null | Null | Null | Null
0.08385 | 9 | 0.115 | 10.5 | 0.8 | Null | Null | Null | Null | Null | Null | Null | Null | Null
0.08385 | 9 | 0.115 | 10.5 | 0.9 | Null | Null | Null | Null | Null | Null | Null | Null | Null
0.08385 | 9 | 0.115 | 10.5 | 1 | Null | Null | Null | Null | Null | Null | Null | Null | Null
0.08385 | 9 | 0.115 | 11 | 0.15 | Null | Null | Null | Null | Null | Null | Null | Null | Null
0.08385 | 9 | 0.115 | 11 | 0.2 | Null | Null | Null | Null | Null | Null | Null | Null | Null
0.08385 | 9 | 0.115 | 11 | 0.3 | Null | Null | Null | Null | Null | Null | Null | Null | Null
0.08385 | 9 | 0.115 | 11 | 0.4 | Null | Null | Null | Null | Null | Null | Null | Null | Null
0.08385 | 9 | 0.115 | 11 | 0.5 | Null | Null | Null | Null | Null | Null | Null | Null | Null
0.08385 | 9 | 0.115 | 11 | 0.6 | Null | Null | Null | Null | Null | Null | Null | Null | Null
0.08385 | 9 | 0.115 | 11 | 0.7 | Null | Null | Null | Null | Null | Null | Null | Null | Null
0.08385 | 9 | 0.115 | 11 | 0.8 | Null | Null | Null | Null | Null | Null | Null | Null | Null
0.08385 | 9 | 0.115 | 11 | 0.9 | Null | Null | Null | Null | Null | Null | Null | Null | Null
0.08385 | 9 | 0.115 | 11 | 1 | Null | Null | Null | Null | Null | Null | Null | Null | Null
0.08385 | 9 | 0.115 | 11.5 | 0.15 | Null | Null | Null | Null | Null | Null | Null | Null | Null
0.08385 | 9 | 0.115 | 11.5 | 0.2 | Null | Null | Null | Null | Null | Null | Null | Null | Null
0.08385 | 9 | 0.115 | 11.5 | 0.3 | Null | Null | Null | Null | Null | Null | Null | Null | Null
0.08385 | 9 | 0.115 | 11.5 | 0.4 | Null | Null | Null | Null | Null | Null | Null | Null | Null
0.08385 | 9 | 0.115 | 11.5 | 0.5 | Null | Null | Null | Null | Null | Null | Null | Null | Null
0.08385 | 9 | 0.115 | 11.5 | 0.6 | Null | Null | Null | Null | Null | Null | Null | Null | Null
0.08385 | 9 | 0.115 | 11.5 | 0.7 | Null | Null | Null | Null | Null | Null | Null | Null | Null
0.08385 | 9 | 0.115 | 11.5 | 0.8 | Null | Null | Null | Null | Null | Null | Null | Null | Null
0.08385 | 9 | 0.115 | 11.5 | 0.9 | Null | Null | Null | Null | Null | Null | Null | Null | Null
0.08385 | 9 | 0.115 | 11.5 | 1 | Null | Null | Null | Null | Null | Null | Null | Null | Null
0.08385 | 9 | 0.115 | 12 | 0.15 | Null | Null | Null | Null | Null | Null | Null | Null | Null
0.08385 | 9 | 0.115 | 12 | 0.2 | Null | Null | Null | Null | Null | Null | Null | Null | Null
0.08385 | 9 | 0.115 | 12 | 0.3 | Null | Null | Null | Null | Null | Null | Null | Null | Null
0.08385 | 9 | 0.115 | 12 | 0.4 | Null | Null | Null | Null | Null | Null | Null | Null | Null
0.08385 | 9 | 0.115 | 12 | 0.5 | Null | Null | Null | Null | Null | Null | Null | Null | Null
0.08385 | 9 | 0.115 | 12 | 0.6 | Null | Null | Null | Null | Null | Null | Null | Null | Null
0.08385 | 9 | 0.115 | 12 | 0.7 | Null | Null | Null | Null | Null | Null | Null | Null | Null
0.08385 | 9 | 0.115 | 12 | 0.8 | Null | Null | Null | Null | Null | Null | Null | Null | Null
0.08385 | 9 | 0.115 | 12 | 0.9 | Null | Null | Null | Null | Null | Null | Null | Null | Null
0.08385 | 9 | 0.115 | 12 | 1 | Null | Null | Null | Null | Null | Null | Null | Null | Null
0.08385 | 9 | 0.115 | 12.5 | 0.15 | Null | Null | Null | Null | Null | Null | Null | Null | Null
0.08385 | 9 | 0.115 | 12.5 | 0.2 | Null | Null | Null | Null | Null | Null | Null | Null | Null
0.08385 | 9 | 0.115 | 12.5 | 0.3 | Null | Null | Null | Null | Null | Null | Null | Null | Null
0.08385 | 9 | 0.115 | 12.5 | 0.4 | Null | Null | Null | Null | Null | Null | Null | Null | Null
0.08385 | 9 | 0.115 | 12.5 | 0.5 | Null | Null | Null | Null | Null | Null | Null | Null | Null
0.08385 | 9 | 0.115 | 12.5 | 0.6 | Null | Null | Null | Null | Null | Null | Null | Null | Null
0.08385 | 9 | 0.115 | 12.5 | 0.7 | Null | Null | Null | Null | Null | Null | Null | Null | Null
0.08385 | 9 | 0.115 | 12.5 | 0.8 | Null | Null | Null | Null | Null | Null | Null | Null | Null
0.08385 | 9 | 0.115 | 12.5 | 0.9 | Null | Null | Null | Null | Null | Null | Null | Null | Null
0.08385 | 9 | 0.115 | 12.5 | 1 | Null | Null | Null | Null | Null | Null | Null | Null | Null
0.08385 | 9 | 0.115 | 13 | 0.15 | Null | Null | Null | Null | Null | Null | Null | Null | Null
0.08385 | 9 | 0.115 | 13 | 0.2 | Null | Null | Null | Null | Null | Null | Null | Null | Null
0.08385 | 9 | 0.115 | 13 | 0.3 | Null | Null | Null | Null | Null | Null | Null | Null | Null
0.08385 | 9 | 0.115 | 13 | 0.4 | Null | Null | Null | Null | Null | Null | Null | Null | Null
0.08385 | 9 | 0.115 | 13 | 0.5 | Null | Null | Null | Null | Null | Null | Null | Null | Null
0.08385 | 9 | 0.115 | 13 | 0.6 | Null | Null | Null | Null | Null | Null | Null | Null | Null
0.08385 | 9 | 0.115 | 13 | 0.7 | Null | Null | Null | Null | Null | Null | Null | Null | Null
0.08385 | 9 | 0.115 | 13 | 0.8 | Null | Null | Null | Null | Null | Null | Null | Null | Null
0.08385 | 9 | 0.115 | 13 | 0.9 | Null | Null | Null | Null | Null | Null | Null | Null | Null
0.08385 | 9 | 0.115 | 13 | 1 | Null | Null | Null | Null | Null | Null | Null | Null | Null
0.08385 | 9 | 0.115 | 13.5 | 0.15 | Null | Null | Null | Null | Null | Null | Null | Null | Null
0.08385 | 9 | 0.115 | 13.5 | 0.2 | Null | Null | Null | Null | Null | Null | Null | Null | Null
0.08385 | 9 | 0.115 | 13.5 | 0.3 | Null | Null | Null | Null | Null | Null | Null | Null | Null
0.08385 | 9 | 0.115 | 13.5 | 0.4 | Null | Null | Null | Null | Null | Null | Null | Null | Null
0.08385 | 9 | 0.115 | 13.5 | 0.5 | Null | Null | Null | Null | Null | Null | Null | Null | Null
0.08385 | 9 | 0.115 | 13.5 | 0.6 | Null | Null | Null | Null | Null | Null | Null | Null | Null
0.08385 | 9 | 0.115 | 13.5 | 0.7 | Null | Null | Null | Null | Null | Null | Null | Null | Null
0.08385 | 9 | 0.115 | 13.5 | 0.8 | Null | Null | Null | Null | Null | Null | Null | Null | Null
0.08385 | 9 | 0.115 | 13.5 | 0.9 | Null | Null | Null | Null | Null | Null | Null | Null | Null
0.08385 | 9 | 0.115 | 13.5 | 1 | Null | Null | Null | Null | Null | Null | Null | Null | Null
0.08385 | 9 | 0.115 | 14 | 0.15 | Null | Null | Null | Null | Null | Null | Null | Null | Null
0.08385 | 9 | 0.115 | 14 | 0.2 | Null | Null | Null | Null | Null | Null | Null | Null | Null
0.08385 | 9 | 0.115 | 14 | 0.3 | Null | Null | Null | Null | Null | Null | Null | Null | Null
0.08385 | 9 | 0.115 | 14 | 0.4 | Null | Null | Null | Null | Null | Null | Null | Null | Null
0.08385 | 9 | 0.115 | 14 | 0.5 | Null | Null | Null | Null | Null | Null | Null | Null | Null
0.08385 | 9 | 0.115 | 14 | 0.6 | Null | Null | Null | Null | Null | Null | Null | Null | Null
0.08385 | 9 | 0.115 | 14 | 0.7 | Null | Null | Null | Null | Null | Null | Null | Null | Null
0.08385 | 9 | 0.115 | 14 | 0.8 | Null | Null | Null | Null | Null | Null | Null | Null | Null
0.08385 | 9 | 0.115 | 14 | 0.9 | Null | Null | Null | Null | Null | Null | Null | Null | Null
0.08385 | 9 | 0.115 | 14 | 1 | Null | Null | Null | Null | Null | Null | Null | Null | Null
0.08385 | 9 | 0.115 | 14.5 | 0.15 | Null | Null | Null | Null | Null | Null | Null | Null | Null
0.08385 | 9 | 0.115 | 14.5 | 0.2 | Null | Null | Null | Null | Null | Null | Null | Null | Null
0.08385 | 9 | 0.115 | 14.5 | 0.3 | Null | Null | Null | Null | Null | Null | Null | Null | Null
0.08385 | 9 | 0.115 | 14.5 | 0.4 | Null | Null | Null | Null | Null | Null | Null | Null | Null
0.08385 | 9 | 0.115 | 14.5 | 0.5 | Null | Null | Null | Null | Null | Null | Null | Null | Null
0.08385 | 9 | 0.115 | 14.5 | 0.6 | Null | Null | Null | Null | Null | Null | Null | Null | Null
0.08385 | 9 | 0.115 | 14.5 | 0.7 | Null | Null | Null | Null | Null | Null | Null | Null | Null
0.08385 | 9 | 0.115 | 14.5 | 0.8 | Null | Null | Null | Null | Null | Null | Null | Null | Null
0.08385 | 9 | 0.115 | 14.5 | 0.9 | Null | Null | Null | Null | Null | Null | Null | Null | Null
0.08385 | 9 | 0.115 | 14.5 | 1 | Null | Null | Null | Null | Null | Null | Null | Null | Null
0.08385 | 9 | 0.115 | 15 | 0.15 | Null | Null | Null | Null | Null | Null | Null | Null | Null
0.08385 | 9 | 0.115 | 15 | 0.2 | Null | Null | Null | Null | Null | Null | Null | Null | Null
0.08385 | 9 | 0.115 | 15 | 0.3 | Null | Null | Null | Null | Null | Null | Null | Null | Null
0.08385 | 9 | 0.115 | 15 | 0.4 | Null | Null | Null | Null | Null | Null | Null | Null | Null
0.08385 | 9 | 0.115 | 15 | 0.5 | Null | Null | Null | Null | Null | Null | Null | Null | Null
0.08385 | 9 | 0.115 | 15 | 0.6 | Null | Null | Null | Null | Null | Null | Null | Null | Null
0.08385 | 9 | 0.115 | 15 | 0.7 | Null | Null | Null | Null | Null | Null | Null | Null | Null
0.08385 | 9 | 0.115 | 15 | 0.8 | Null | Null | Null | Null | Null | Null | Null | Null | Null
0.08385 | 9 | 0.115 | 15 | 0.9 | Null | Null | Null | Null | Null | Null | Null | Null | Null
0.08385 | 9 | 0.115 | 15 | 1 | Null | Null | Null | Null | Null | Null | Null | Null | Null
0.08385 | 9 | 0.115 | 15.5 | 0.15 | Null | Null | Null | Null | Null | Null | Null | Null | Null
0.08385 | 9 | 0.115 | 15.5 | 0.2 | Null | Null | Null | Null | Null | Null | Null | Null | Null
0.08385 | 9 | 0.115 | 15.5 | 0.3 | Null | Null | Null | Null | Null | Null | Null | Null | Null
0.08385 | 9 | 0.115 | 15.5 | 0.4 | Null | Null | Null | Null | Null | Null | Null | Null | Null
0.08385 | 9 | 0.115 | 15.5 | 0.5 | Null | Null | Null | Null | Null | Null | Null | Null | Null
0.08385 | 9 | 0.115 | 15.5 | 0.6 | Null | Null | Null | Null | Null | Null | Null | Null | Null
0.08385 | 9 | 0.115 | 15.5 | 0.7 | Null | Null | Null | Null | Null | Null | Null | Null | Null
0.08385 | 9 | 0.115 | 15.5 | 0.8 | Null | Null | Null | Null | Null | Null | Null | Null | Null
0.08385 | 9 | 0.115 | 15.5 | 0.9 | Null | Null | Null | Null | Null | Null | Null | Null | Null
0.08385 | 9 | 0.115 | 15.5 | 1 | Null | Null | Null | Null | Null | Null | Null | Null | Null
0.08385 | 9 | 0.115 | 16 | 0.15 | Null | Null | Null | Null | Null | Null | Null | Null | Null
0.08385 | 9 | 0.115 | 16 | 0.2 | Null | Null | Null | Null | Null | Null | Null | Null | Null
0.08385 | 9 | 0.115 | 16 | 0.3 | Null | Null | Null | Null | Null | Null | Null | Null | Null
0.08385 | 9 | 0.115 | 16 | 0.4 | Null | Null | Null | Null | Null | Null | Null | Null | Null
0.08385 | 9 | 0.115 | 16 | 0.5 | Null | Null | Null | Null | Null | Null | Null | Null | Null
0.08385 | 9 | 0.115 | 16 | 0.6 | Null | Null | Null | Null | Null | Null | Null | Null | Null
0.08385 | 9 | 0.115 | 16 | 0.7 | Null | Null | Null | Null | Null | Null | Null | Null | Null
0.08385 | 9 | 0.115 | 16 | 0.8 | Null | Null | Null | Null | Null | Null | Null | Null | Null
0.08385 | 9 | 0.115 | 16 | 0.9 | Null | Null | Null | Null | Null | Null | Null | Null | Null
0.08385 | 9 | 0.115 | 16 | 1 | Null | Null | Null | Null | Null | Null | Null | Null | Null
0.08385 | 9 | 0.115 | 16.5 | 0.15 | Null | Null | Null | Null | Null | Null | Null | Null | Null
0.08385 | 9 | 0.115 | 16.5 | 0.2 | Null | Null | Null | Null | Null | Null | Null | Null | Null
0.08385 | 9 | 0.115 | 16.5 | 0.3 | Null | Null | Null | Null | Null | Null | Null | Null | Null
0.08385 | 9 | 0.115 | 16.5 | 0.4 | Null | Null | Null | Null | Null | Null | Null | Null | Null
0.08385 | 9 | 0.115 | 16.5 | 0.5 | Null | Null | Null | Null | Null | Null | Null | Null | Null
0.08385 | 9 | 0.115 | 16.5 | 0.6 | Null | Null | Null | Null | Null | Null | Null | Null | Null
0.08385 | 9 | 0.115 | 16.5 | 0.7 | Null | Null | Null | Null | Null | Null | Null | Null | Null
0.08385 | 9 | 0.115 | 16.5 | 0.8 | Null | Null | Null | Null | Null | Null | Null | Null | Null
0.08385 | 9 | 0.115 | 16.5 | 0.9 | Null | Null | Null | Null | Null | Null | Null | Null | Null
0.08385 | 9 | 0.115 | 16.5 | 1 | Null | Null | Null | Null | Null | Null | Null | Null | Null
0.08385 | 9 | 0.115 | 17 | 0.15 | Null | Null | Null | Null | Null | Null | Null | Null | Null
0.08385 | 9 | 0.115 | 17 | 0.2 | Null | Null | Null | Null | Null | Null | Null | Null | Null
0.08385 | 9 | 0.115 | 17 | 0.3 | Null | Null | Null | Null | Null | Null | Null | Null | Null
0.08385 | 9 | 0.115 | 17 | 0.4 | Null | Null | Null | Null | Null | Null | Null | Null | Null
0.08385 | 9 | 0.115 | 17 | 0.5 | Null | Null | Null | Null | Null | Null | Null | Null | Null
0.08385 | 9 | 0.115 | 17 | 0.6 | Null | Null | Null | Null | Null | Null | Null | Null | Null
0.08385 | 9 | 0.115 | 17 | 0.7 | Null | Null | Null | Null | Null | Null | Null | Null | Null
0.08385 | 9 | 0.115 | 17 | 0.8 | Null | Null | Null | Null | Null | Null | Null | Null | Null
0.08385 | 9 | 0.115 | 17 | 0.9 | Null | Null | Null | Null | Null | Null | Null | Null | Null
0.08385 | 9 | 0.115 | 17 | 1 | Null | Null | Null | Null | Null | Null | Null | Null | Null
0.08385 | 9 | 0.115 | 17.5 | 0.15 | Null | Null | Null | Null | Null | Null | Null | Null | Null
0.08385 | 9 | 0.115 | 17.5 | 0.2 | Null | Null | Null | Null | Null | Null | Null | Null | Null
0.08385 | 9 | 0.115 | 17.5 | 0.3 | Null | Null | Null | Null | Null | Null | Null | Null | Null
0.08385 | 9 | 0.115 | 17.5 | 0.4 | Null | Null | Null | Null | Null | Null | Null | Null | Null
0.08385 | 9 | 0.115 | 17.5 | 0.5 | Null | Null | Null | Null | Null | Null | Null | Null | Null
0.08385 | 9 | 0.115 | 17.5 | 0.6 | Null | Null | Null | Null | Null | Null | Null | Null | Null
0.08385 | 9 | 0.115 | 17.5 | 0.7 | Null | Null | Null | Null | Null | Null | Null | Null | Null
0.08385 | 9 | 0.115 | 17.5 | 0.8 | Null | Null | Null | Null | Null | Null | Null | Null | Null
0.08385 | 9 | 0.115 | 17.5 | 0.9 | Null | Null | Null | Null | Null | Null | Null | Null | Null
0.08385 | 9 | 0.115 | 17.5 | 1 | Null | Null | Null | Null | Null | Null | Null | Null | Null
0.08385 | 9 | 0.115 | 18 | 0.15 | Null | Null | Null | Null | Null | Null | Null | Null | Null
0.08385 | 9 | 0.115 | 18 | 0.2 | Null | Null | Null | Null | Null | Null | Null | Null | Null
0.08385 | 9 | 0.115 | 18 | 0.3 | Null | Null | Null | Null | Null | Null | Null | Null | Null
0.08385 | 9 | 0.115 | 18 | 0.4 | Null | Null | Null | Null | Null | Null | Null | Null | Null
0.08385 | 9 | 0.115 | 18 | 0.5 | Null | Null | Null | Null | Null | Null | Null | Null | Null
0.08385 | 9 | 0.115 | 18 | 0.6 | Null | Null | Null | Null | Null | Null | Null | Null | Null
0.08385 | 9 | 0.115 | 18 | 0.7 | Null | Null | Null | Null | Null | Null | Null | Null | Null
0.08385 | 9 | 0.115 | 18 | 0.8 | Null | Null | Null | Null | Null | Null | Null | Null | Null
0.08385 | 9 | 0.115 | 18 | 0.9 | Null | Null | Null | Null | Null | Null | Null | Null | Null
0.08385 | 9 | 0.115 | 18 | 1 | Null | Null | Null | Null | Null | Null | Null | Null | Null
0.08385 | 9 | 0.115 | 21 | 0.15 | Null | Null | Null | Null | Null | Null | Null | Null | Null
0.08385 | 9 | 0.115 | 21 | 0.2 | Null | Null | Null | Null | Null | Null | Null | Null | Null
0.08385 | 9 | 0.115 | 21 | 0.3 | Null | Null | Null | Null | Null | Null | Null | Null | Null
0.08385 | 9 | 0.115 | 21 | 0.4 | Null | Null | Null | Null | Null | Null | Null | Null | Null
0.08385 | 9 | 0.115 | 21 | 0.5 | Null | Null | Null | Null | Null | Null | Null | Null | Null
0.08385 | 9 | 0.115 | 21 | 0.6 | Null | Null | Null | Null | Null | Null | Null | Null | Null
0.08385 | 9 | 0.115 | 21 | 0.7 | Null | Null | Null | Null | Null | Null | Null | Null | Null
0.08385 | 9 | 0.115 | 21 | 0.8 | Null | Null | Null | Null | Null | Null | Null | Null | Null
0.08385 | 9 | 0.115 | 21 | 0.9 | Null | Null | Null | Null | Null | Null | Null | Null | Null
0.08385 | 9 | 0.115 | 21 | 1 | Null | Null | Null | Null | Null | Null | Null | Null | Null
0.08385 | 9 | 0.115 | 24 | 0.15 | Null | Null | Null | Null | Null | Null | Null | Null | Null
0.08385 | 9 | 0.115 | 24 | 0.2 | Null | Null | Null | Null | Null | Null | Null | Null | Null
0.08385 | 9 | 0.115 | 24 | 0.3 | Null | Null | Null | Null | Null | Null | Null | Null | Null
0.08385 | 9 | 0.115 | 24 | 0.4 | Null | Null | Null | Null | Null | Null | Null | Null | Null
0.08385 | 9 | 0.115 | 24 | 0.5 | Null | Null | Null | Null | Null | Null | Null | Null | Null
0.08385 | 9 | 0.115 | 24 | 0.6 | Null | Null | Null | Null | Null | Null | Null | Null | Null
0.08385 | 9 | 0.115 | 24 | 0.7 | Null | Null | Null | Null | Null | Null | Null | Null | Null
0.08385 | 9 | 0.115 | 24 | 0.8 | Null | Null | Null | Null | Null | Null | Null | Null | Null
0.08385 | 9 | 0.115 | 24 | 0.9 | Null | Null | Null | Null | Null | Null | Null | Null | Null
0.08385 | 9 | 0.115 | 24 | 1 | Null | Null | Null | Null | Null | Null | Null | Null | Null
0.08385 | 9 | 0.115 | 27 | 0.15 | Null | Null | Null | Null | Null | Null | Null | Null | Null
0.08385 | 9 | 0.115 | 27 | 0.2 | Null | Null | Null | Null | Null | Null | Null | Null | Null
0.08385 | 9 | 0.115 | 27 | 0.3 | Null | Null | Null | Null | Null | Null | Null | Null | Null
0.08385 | 9 | 0.115 | 27 | 0.4 | Null | Null | Null | Null | Null | Null | Null | Null | Null
0.08385 | 9 | 0.115 | 27 | 0.5 | Null | Null | Null | Null | Null | Null | Null | Null | Null
0.08385 | 9 | 0.115 | 27 | 0.6 | Null | Null | Null | Null | Null | Null | Null | Null | Null
0.08385 | 9 | 0.115 | 27 | 0.7 | Null | Null | Null | Null | Null | Null | Null | Null | Null
0.08385 | 9 | 0.115 | 27 | 0.8 | Null | Null | Null | Null | Null | Null | Null | Null | Null
0.08385 | 9 | 0.115 | 27 | 0.9 | Null | Null | Null | Null | Null | Null | Null | Null | Null
0.08385 | 9 | 0.115 | 27 | 1 | Null | Null | Null | Null | Null | Null | Null | Null | Null
0.08385 | 9 | 0.115 | 30 | 0.15 | Null | Null | Null | Null | Null | Null | Null | Null | Null
0.08385 | 9 | 0.115 | 30 | 0.2 | Null | Null | Null | Null | Null | Null | Null | Null | Null
0.08385 | 9 | 0.115 | 30 | 0.3 | Null | Null | Null | Null | Null | Null | Null | Null | Null
0.08385 | 9 | 0.115 | 30 | 0.4 | Null | Null | Null | Null | Null | Null | Null | Null | Null
0.08385 | 9 | 0.115 | 30 | 0.5 | Null | Null | Null | Null | Null | Null | Null | Null | Null
0.08385 | 9 | 0.115 | 30 | 0.6 | Null | Null | Null | Null | Null | Null | Null | Null | Null
0.08385 | 9 | 0.115 | 30 | 0.7 | Null | Null | Null | Null | Null | Null | Null | Null | Null
0.08385 | 9 | 0.115 | 30 | 0.8 | Null | Null | Null | Null | Null | Null | Null | Null | Null
0.08385 | 9 | 0.115 | 30 | 0.9 | Null | Null | Null | Null | Null | Null | Null | Null | Null
0.08385 | 9 | 0.115 | 30 | 1 | Null | Null | Null | Null | Null | Null | Null | Null | Null
0.1398 | 5 | 0.00115 | 10.5 | 0.15 | Null | Null | Null | Null | Null | Null | Null | Null | Null
0.1398 | 5 | 0.00115 | 10.5 | 0.2 | Null | Null | Null | Null | Null | Null | Null | Null | Null
0.1398 | 5 | 0.00115 | 10.5 | 0.3 | Null | Null | Null | Null | Null | Null | Null | Null | Null
0.1398 | 5 | 0.00115 | 10.5 | 0.4 | Null | Null | Null | Null | Null | Null | Null | Null | Null
0.1398 | 5 | 0.00115 | 10.5 | 0.5 | Null | Null | Null | Null | Null | Null | Null | Null | Null
0.1398 | 5 | 0.00115 | 10.5 | 0.6 | Null | Null | Null | Null | Null | Null | Null | Null | Null
0.1398 | 5 | 0.00115 | 10.5 | 0.7 | Null | Null | Null | Null | Null | Null | Null | Null | Null
0.1398 | 5 | 0.00115 | 10.5 | 0.8 | Null | Null | Null | Null | Null | Null | Null | Null | Null
0.1398 | 5 | 0.00115 | 10.5 | 0.9 | Null | Null | Null | Null | Null | Null | Null | Null | Null
0.1398 | 5 | 0.00115 | 10.5 | 1 | Null | Null | Null | Null | Null | Null | Null | Null | Null
0.1398 | 5 | 0.00115 | 11 | 0.15 | Null | Null | Null | Null | Null | Null | Null | Null | Null
0.1398 | 5 | 0.00115 | 11 | 0.2 | Null | Null | Null | Null | Null | Null | Null | Null | Null
0.1398 | 5 | 0.00115 | 11 | 0.3 | Null | Null | Null | Null | Null | Null | Null | Null | Null
0.1398 | 5 | 0.00115 | 11 | 0.4 | Null | Null | Null | Null | Null | Null | Null | Null | Null
0.1398 | 5 | 0.00115 | 11 | 0.5 | Null | Null | Null | Null | Null | Null | Null | Null | Null
0.1398 | 5 | 0.00115 | 11 | 0.6 | Null | Null | Null | Null | Null | Null | Null | Null | Null
0.1398 | 5 | 0.00115 | 11 | 0.7 | Null | Null | Null | Null | Null | Null | Null | Null | Null
0.1398 | 5 | 0.00115 | 11 | 0.8 | Null | Null | Null | Null | Null | Null | Null | Null | Null
0.1398 | 5 | 0.00115 | 11 | 0.9 | Null | Null | Null | Null | Null | Null | Null | Null | Null
0.1398 | 5 | 0.00115 | 11 | 1 | Null | Null | Null | Null | Null | Null | Null | Null | Null
0.1398 | 5 | 0.00115 | 11.5 | 0.15 | Null | Null | Null | Null | Null | Null | Null | Null | Null
0.1398 | 5 | 0.00115 | 11.5 | 0.2 | Null | Null | Null | Null | Null | Null | Null | Null | Null
0.1398 | 5 | 0.00115 | 11.5 | 0.3 | Null | Null | Null | Null | Null | Null | Null | Null | Null
0.1398 | 5 | 0.00115 | 11.5 | 0.4 | Null | Null | Null | Null | Null | Null | Null | Null | Null
0.1398 | 5 | 0.00115 | 11.5 | 0.5 | Null | Null | Null | Null | Null | Null | Null | Null | Null
0.1398 | 5 | 0.00115 | 11.5 | 0.6 | Null | Null | Null | Null | Null | Null | Null | Null | Null
0.1398 | 5 | 0.00115 | 11.5 | 0.7 | Null | Null | Null | Null | Null | Null | Null | Null | Null
0.1398 | 5 | 0.00115 | 11.5 | 0.8 | Null | Null | Null | Null | Null | Null | Null | Null | Null
0.1398 | 5 | 0.00115 | 11.5 | 0.9 | Null | Null | Null | Null | Null | Null | Null | Null | Null
0.1398 | 5 | 0.00115 | 11.5 | 1 | Null | Null | Null | Null | Null | Null | Null | Null | Null
0.1398 | 5 | 0.00115 | 12 | 0.15 | Null | Null | Null | Null | Null | Null | Null | Null | Null
0.1398 | 5 | 0.00115 | 12 | 0.2 | Null | Null | Null | Null | Null | Null | Null | Null | Null
0.1398 | 5 | 0.00115 | 12 | 0.3 | Null | Null | Null | Null | Null | Null | Null | Null | Null
0.1398 | 5 | 0.00115 | 12 | 0.4 | Null | Null | Null | Null | Null | Null | Null | Null | Null
0.1398 | 5 | 0.00115 | 12 | 0.5 | Null | Null | Null | Null | Null | Null | Null | Null | Null
0.1398 | 5 | 0.00115 | 12 | 0.6 | Null | Null | Null | Null | Null | Null | Null | Null | Null
0.1398 | 5 | 0.00115 | 12 | 0.7 | Null | Null | Null | Null | Null | Null | Null | Null | Null
0.1398 | 5 | 0.00115 | 12 | 0.8 | Null | Null | Null | Null | Null | Null | Null | Null | Null
0.1398 | 5 | 0.00115 | 12 | 0.9 | Null | Null | Null | Null | Null | Null | Null | Null | Null
0.1398 | 5 | 0.00115 | 12 | 1 | Null | Null | Null | Null | Null | Null | Null | Null | Null
0.1398 | 5 | 0.00115 | 12.5 | 0.15 | Null | Null | Null | Null | Null | Null | Null | Null | Null
0.1398 | 5 | 0.00115 | 12.5 | 0.2 | Null | Null | Null | Null | Null | Null | Null | Null | Null
0.1398 | 5 | 0.00115 | 12.5 | 0.3 | Null | Null | Null | Null | Null | Null | Null | Null | Null
0.1398 | 5 | 0.00115 | 12.5 | 0.4 | Null | Null | Null | Null | Null | Null | Null | Null | Null
0.1398 | 5 | 0.00115 | 12.5 | 0.5 | Null | Null | Null | Null | Null | Null | Null | Null | Null
0.1398 | 5 | 0.00115 | 12.5 | 0.6 | Null | Null | Null | Null | Null | Null | Null | Null | Null
0.1398 | 5 | 0.00115 | 12.5 | 0.7 | Null | Null | Null | Null | Null | Null | Null | Null | Null
0.1398 | 5 | 0.00115 | 12.5 | 0.8 | Null | Null | Null | Null | Null | Null | Null | Null | Null
0.1398 | 5 | 0.00115 | 12.5 | 0.9 | Null | Null | Null | Null | Null | Null | Null | Null | Null
0.1398 | 5 | 0.00115 | 12.5 | 1 | Null | Null | Null | Null | Null | Null | Null | Null | Null
0.1398 | 5 | 0.00115 | 13 | 0.15 | Null | Null | Null | Null | Null | Null | Null | Null | Null
0.1398 | 5 | 0.00115 | 13 | 0.2 | Null | Null | Null | Null | Null | Null | Null | Null | Null
0.1398 | 5 | 0.00115 | 13 | 0.3 | Null | Null | Null | Null | Null | Null | Null | Null | Null
0.1398 | 5 | 0.00115 | 13 | 0.4 | Null | Null | Null | Null | Null | Null | Null | Null | Null
0.1398 | 5 | 0.00115 | 13 | 0.5 | Null | Null | Null | Null | Null | Null | Null | Null | Null
0.1398 | 5 | 0.00115 | 13 | 0.6 | Null | Null | Null | Null | Null | Null | Null | Null | Null
0.1398 | 5 | 0.00115 | 13 | 0.7 | Null | Null | Null | Null | Null | Null | Null | Null | Null
0.1398 | 5 | 0.00115 | 13 | 0.8 | Null | Null | Null | Null | Null | Null | Null | Null | Null
0.1398 | 5 | 0.00115 | 13 | 0.9 | Null | Null | Null | Null | Null | Null | Null | Null | Null
0.1398 | 5 | 0.00115 | 13 | 1 | Null | Null | Null | Null | Null | Null | Null | Null | Null
0.1398 | 5 | 0.00115 | 13.5 | 0.15 | Null | Null | Null | Null | Null | Null | Null | Null | Null
0.1398 | 5 | 0.00115 | 13.5 | 0.2 | Null | Null | Null | Null | Null | Null | Null | Null | Null
0.1398 | 5 | 0.00115 | 13.5 | 0.3 | Null | Null | Null | Null | Null | Null | Null | Null | Null
0.1398 | 5 | 0.00115 | 13.5 | 0.4 | Null | Null | Null | Null | Null | Null | Null | Null | Null
0.1398 | 5 | 0.00115 | 13.5 | 0.5 | Null | Null | Null | Null | Null | Null | Null | Null | Null
0.1398 | 5 | 0.00115 | 13.5 | 0.6 | Null | Null | Null | Null | Null | Null | Null | Null | Null
0.1398 | 5 | 0.00115 | 13.5 | 0.7 | Null | Null | Null | Null | Null | Null | Null | Null | Null
0.1398 | 5 | 0.00115 | 13.5 | 0.8 | Null | Null | Null | Null | Null | Null | Null | Null | Null
0.1398 | 5 | 0.00115 | 13.5 | 0.9 | Null | Null | Null | Null | Null | Null | Null | Null | Null
0.1398 | 5 | 0.00115 | 13.5 | 1 | Null | Null | Null | Null | Null | Null | Null | Null | Null
0.1398 | 5 | 0.00115 | 14 | 0.15 | Null | Null | Null | Null | Null | Null | Null | Null | Null
0.1398 | 5 | 0.00115 | 14 | 0.2 | Null | Null | Null | Null | Null | Null | Null | Null | Null
0.1398 | 5 | 0.00115 | 14 | 0.3 | Null | Null | Null | Null | Null | Null | Null | Null | Null
0.1398 | 5 | 0.00115 | 14 | 0.4 | Null | Null | Null | Null | Null | Null | Null | Null | Null
0.1398 | 5 | 0.00115 | 14 | 0.5 | Null | Null | Null | Null | Null | Null | Null | Null | Null
0.1398 | 5 | 0.00115 | 14 | 0.6 | Null | Null | Null | Null | Null | Null | Null | Null | Null
0.1398 | 5 | 0.00115 | 14 | 0.7 | Null | Null | Null | Null | Null | Null | Null | Null | Null
0.1398 | 5 | 0.00115 | 14 | 0.8 | Null | Null | Null | Null | Null | Null | Null | Null | Null
0.1398 | 5 | 0.00115 | 14 | 0.9 | Null | Null | Null | Null | Null | Null | Null | Null | Null
0.1398 | 5 | 0.00115 | 14 | 1 | Null | Null | Null | Null | Null | Null | Null | Null | Null
0.1398 | 5 | 0.00115 | 14.5 | 0.15 | Null | Null | Null | Null | Null | Null | Null | Null | Null
0.1398 | 5 | 0.00115 | 14.5 | 0.2 | Null | Null | Null | Null | Null | Null | Null | Null | Null
0.1398 | 5 | 0.00115 | 14.5 | 0.3 | Null | Null | Null | Null | Null | Null | Null | Null | Null
0.1398 | 5 | 0.00115 | 14.5 | 0.4 | Null | Null | Null | Null | Null | Null | Null | Null | Null
0.1398 | 5 | 0.00115 | 14.5 | 0.5 | Null | Null | Null | Null | Null | Null | Null | Null | Null
0.1398 | 5 | 0.00115 | 14.5 | 0.6 | Null | Null | Null | Null | Null | Null | Null | Null | Null
0.1398 | 5 | 0.00115 | 14.5 | 0.7 | Null | Null | Null | Null | Null | Null | Null | Null | Null
0.1398 | 5 | 0.00115 | 14.5 | 0.8 | Null | Null | Null | Null | Null | Null | Null | Null | Null
0.1398 | 5 | 0.00115 | 14.5 | 0.9 | Null | Null | Null | Null | Null | Null | Null | Null | Null
0.1398 | 5 | 0.00115 | 14.5 | 1 | Null | Null | Null | Null | Null | Null | Null | Null | Null
0.1398 | 5 | 0.00115 | 15 | 0.15 | Null | Null | Null | Null | Null | Null | Null | Null | Null
0.1398 | 5 | 0.00115 | 15 | 0.2 | Null | Null | Null | Null | Null | Null | Null | Null | Null
0.1398 | 5 | 0.00115 | 15 | 0.3 | Null | Null | Null | Null | Null | Null | Null | Null | Null
0.1398 | 5 | 0.00115 | 15 | 0.4 | Null | Null | Null | Null | Null | Null | Null | Null | Null
0.1398 | 5 | 0.00115 | 15 | 0.5 | Null | Null | Null | Null | Null | Null | Null | Null | Null
0.1398 | 5 | 0.00115 | 15 | 0.6 | Null | Null | Null | Null | Null | Null | Null | Null | Null
0.1398 | 5 | 0.00115 | 15 | 0.7 | Null | Null | Null | Null | Null | Null | Null | Null | Null
0.1398 | 5 | 0.00115 | 15 | 0.8 | Null | Null | Null | Null | Null | Null | Null | Null | Null
0.1398 | 5 | 0.00115 | 15 | 0.9 | Null | Null | Null | Null | Null | Null | Null | Null | Null
0.1398 | 5 | 0.00115 | 15 | 1 | Null | Null | Null | Null | Null | Null | Null | Null | Null
0.1398 | 5 | 0.00115 | 15.5 | 0.15 | Null | Null | Null | Null | Null | Null | Null | Null | Null
0.1398 | 5 | 0.00115 | 15.5 | 0.2 | Null | Null | Null | Null | Null | Null | Null | Null | Null
0.1398 | 5 | 0.00115 | 15.5 | 0.3 | Null | Null | Null | Null | Null | Null | Null | Null | Null
0.1398 | 5 | 0.00115 | 15.5 | 0.4 | Null | Null | Null | Null | Null | Null | Null | Null | Null
0.1398 | 5 | 0.00115 | 15.5 | 0.5 | Null | Null | Null | Null | Null | Null | Null | Null | Null
0.1398 | 5 | 0.00115 | 15.5 | 0.6 | Null | Null | Null | Null | Null | Null | Null | Null | Null
0.1398 | 5 | 0.00115 | 15.5 | 0.7 | Null | Null | Null | Null | Null | Null | Null | Null | Null
0.1398 | 5 | 0.00115 | 15.5 | 0.8 | Null | Null | Null | Null | Null | Null | Null | Null | Null
0.1398 | 5 | 0.00115 | 15.5 | 0.9 | Null | Null | Null | Null | Null | Null | Null | Null | Null
0.1398 | 5 | 0.00115 | 15.5 | 1 | Null | Null | Null | Null | Null | Null | Null | Null | Null
0.1398 | 5 | 0.00115 | 16 | 0.15 | Null | Null | Null | Null | Null | Null | Null | Null | Null
0.1398 | 5 | 0.00115 | 16 | 0.2 | Null | Null | Null | Null | Null | Null | Null | Null | Null
0.1398 | 5 | 0.00115 | 16 | 0.3 | Null | Null | Null | Null | Null | Null | Null | Null | Null
0.1398 | 5 | 0.00115 | 16 | 0.4 | Null | Null | Null | Null | Null | Null | Null | Null | Null
0.1398 | 5 | 0.00115 | 16 | 0.5 | Null | Null | Null | Null | Null | Null | Null | Null | Null
0.1398 | 5 | 0.00115 | 16 | 0.6 | Null | Null | Null | Null | Null | Null | Null | Null | Null
0.1398 | 5 | 0.00115 | 16 | 0.7 | Null | Null | Null | Null | Null | Null | Null | Null | Null
0.1398 | 5 | 0.00115 | 16 | 0.8 | Null | Null | Null | Null | Null | Null | Null | Null | Null
0.1398 | 5 | 0.00115 | 16 | 0.9 | Null | Null | Null | Null | Null | Null | Null | Null | Null
0.1398 | 5 | 0.00115 | 16 | 1 | Null | Null | Null | Null | Null | Null | Null | Null | Null
0.1398 | 5 | 0.00115 | 16.5 | 0.15 | Null | Null | Null | Null | Null | Null | Null | Null | Null
0.1398 | 5 | 0.00115 | 16.5 | 0.2 | Null | Null | Null | Null | Null | Null | Null | Null | Null
0.1398 | 5 | 0.00115 | 16.5 | 0.3 | Null | Null | Null | Null | Null | Null | Null | Null | Null
0.1398 | 5 | 0.00115 | 16.5 | 0.4 | Null | Null | Null | Null | Null | Null | Null | Null | Null
0.1398 | 5 | 0.00115 | 16.5 | 0.5 | Null | Null | Null | Null | Null | Null | Null | Null | Null
0.1398 | 5 | 0.00115 | 16.5 | 0.6 | Null | Null | Null | Null | Null | Null | Null | Null | Null
0.1398 | 5 | 0.00115 | 16.5 | 0.7 | Null | Null | Null | Null | Null | Null | Null | Null | Null
0.1398 | 5 | 0.00115 | 16.5 | 0.8 | Null | Null | Null | Null | Null | Null | Null | Null | Null
0.1398 | 5 | 0.00115 | 16.5 | 0.9 | Null | Null | Null | Null | Null | Null | Null | Null | Null
0.1398 | 5 | 0.00115 | 16.5 | 1 | Null | Null | Null | Null | Null | Null | Null | Null | Null
0.1398 | 5 | 0.00115 | 17 | 0.15 | Null | Null | Null | Null | Null | Null | Null | Null | Null
0.1398 | 5 | 0.00115 | 17 | 0.2 | Null | Null | Null | Null | Null | Null | Null | Null | Null
0.1398 | 5 | 0.00115 | 17 | 0.3 | Null | Null | Null | Null | Null | Null | Null | Null | Null
0.1398 | 5 | 0.00115 | 17 | 0.4 | Null | Null | Null | Null | Null | Null | Null | Null | Null
0.1398 | 5 | 0.00115 | 17 | 0.5 | Null | Null | Null | Null | Null | Null | Null | Null | Null
0.1398 | 5 | 0.00115 | 17 | 0.6 | Null | Null | Null | Null | Null | Null | Null | Null | Null
0.1398 | 5 | 0.00115 | 17 | 0.7 | Null | Null | Null | Null | Null | Null | Null | Null | Null
0.1398 | 5 | 0.00115 | 17 | 0.8 | Null | Null | Null | Null | Null | Null | Null | Null | Null
0.1398 | 5 | 0.00115 | 17 | 0.9 | Null | Null | Null | Null | Null | Null | Null | Null | Null
0.1398 | 5 | 0.00115 | 17 | 1 | Null | Null | Null | Null | Null | Null | Null | Null | Null
0.1398 | 5 | 0.00115 | 17.5 | 0.15 | Null | Null | Null | Null | Null | Null | Null | Null | Null
0.1398 | 5 | 0.00115 | 17.5 | 0.2 | Null | Null | Null | Null | Null | Null | Null | Null | Null
0.1398 | 5 | 0.00115 | 17.5 | 0.3 | Null | Null | Null | Null | Null | Null | Null | Null | Null
0.1398 | 5 | 0.00115 | 17.5 | 0.4 | Null | Null | Null | Null | Null | Null | Null | Null | Null
0.1398 | 5 | 0.00115 | 17.5 | 0.5 | Null | Null | Null | Null | Null | Null | Null | Null | Null
0.1398 | 5 | 0.00115 | 17.5 | 0.6 | Null | Null | Null | Null | Null | Null | Null | Null | Null
0.1398 | 5 | 0.00115 | 17.5 | 0.7 | Null | Null | Null | Null | Null | Null | Null | Null | Null
0.1398 | 5 | 0.00115 | 17.5 | 0.8 | Null | Null | Null | Null | Null | Null | Null | Null | Null
0.1398 | 5 | 0.00115 | 17.5 | 0.9 | Null | Null | Null | Null | Null | Null | Null | Null | Null
0.1398 | 5 | 0.00115 | 17.5 | 1 | Null | Null | Null | Null | Null | Null | Null | Null | Null
0.1398 | 5 | 0.00115 | 18 | 0.15 | Null | Null | Null | Null | Null | Null | Null | Null | Null
0.1398 | 5 | 0.00115 | 18 | 0.2 | Null | Null | Null | Null | Null | Null | Null | Null | Null
0.1398 | 5 | 0.00115 | 18 | 0.3 | Null | Null | Null | Null | Null | Null | Null | Null | Null
0.1398 | 5 | 0.00115 | 18 | 0.4 | Null | Null | Null | Null | Null | Null | Null | Null | Null
0.1398 | 5 | 0.00115 | 18 | 0.5 | Null | Null | Null | Null | Null | Null | Null | Null | Null
0.1398 | 5 | 0.00115 | 18 | 0.6 | Null | Null | Null | Null | Null | Null | Null | Null | Null
0.1398 | 5 | 0.00115 | 18 | 0.7 | Null | Null | Null | Null | Null | Null | Null | Null | Null
0.1398 | 5 | 0.00115 | 18 | 0.8 | Null | Null | Null | Null | Null | Null | Null | Null | Null
0.1398 | 5 | 0.00115 | 18 | 0.9 | Null | Null | Null | Null | Null | Null | Null | Null | Null
0.1398 | 5 | 0.00115 | 18 | 1 | Null | Null | Null | Null | Null | Null | Null | Null | Null
0.1398 | 5 | 0.00115 | 21 | 0.15 | Null | Null | Null | Null | Null | Null | Null | Null | Null
0.1398 | 5 | 0.00115 | 21 | 0.2 | Null | Null | Null | Null | Null | Null | Null | Null | Null
0.1398 | 5 | 0.00115 | 21 | 0.3 | Null | Null | Null | Null | Null | Null | Null | Null | Null
0.1398 | 5 | 0.00115 | 21 | 0.4 | Null | Null | Null | Null | Null | Null | Null | Null | Null
0.1398 | 5 | 0.00115 | 21 | 0.5 | Null | Null | Null | Null | Null | Null | Null | Null | Null
0.1398 | 5 | 0.00115 | 21 | 0.6 | Null | Null | Null | Null | Null | Null | Null | Null | Null
0.1398 | 5 | 0.00115 | 21 | 0.7 | Null | Null | Null | Null | Null | Null | Null | Null | Null
0.1398 | 5 | 0.00115 | 21 | 0.8 | Null | Null | Null | Null | Null | Null | Null | Null | Null
0.1398 | 5 | 0.00115 | 21 | 0.9 | Null | Null | Null | Null | Null | Null | Null | Null | Null
0.1398 | 5 | 0.00115 | 21 | 1 | Null | Null | Null | Null | Null | Null | Null | Null | Null
0.1398 | 5 | 0.00115 | 24 | 0.15 | Null | Null | Null | Null | Null | Null | Null | Null | Null
0.1398 | 5 | 0.00115 | 24 | 0.2 | Null | Null | Null | Null | Null | Null | Null | Null | Null
0.1398 | 5 | 0.00115 | 24 | 0.3 | Null | Null | Null | Null | Null | Null | Null | Null | Null
0.1398 | 5 | 0.00115 | 24 | 0.4 | Null | Null | Null | Null | Null | Null | Null | Null | Null
0.1398 | 5 | 0.00115 | 24 | 0.5 | Null | Null | Null | Null | Null | Null | Null | Null | Null
0.1398 | 5 | 0.00115 | 24 | 0.6 | Null | Null | Null | Null | Null | Null | Null | Null | Null
0.1398 | 5 | 0.00115 | 24 | 0.7 | Null | Null | Null | Null | Null | Null | Null | Null | Null
0.1398 | 5 | 0.00115 | 24 | 0.8 | Null | Null | Null | Null | Null | Null | Null | Null | Null
0.1398 | 5 | 0.00115 | 24 | 0.9 | Null | Null | Null | Null | Null | Null | Null | Null | Null
0.1398 | 5 | 0.00115 | 24 | 1 | Null | Null | Null | Null | Null | Null | Null | Null | Null
0.1398 | 5 | 0.00115 | 27 | 0.15 | Null | Null | Null | Null | Null | Null | Null | Null | Null
0.1398 | 5 | 0.00115 | 27 | 0.2 | Null | Null | Null | Null | Null | Null | Null | Null | Null
0.1398 | 5 | 0.00115 | 27 | 0.3 | Null | Null | Null | Null | Null | Null | Null | Null | Null
0.1398 | 5 | 0.00115 | 27 | 0.4 | Null | Null | Null | Null | Null | Null | Null | Null | Null
0.1398 | 5 | 0.00115 | 27 | 0.5 | Null | Null | Null | Null | Null | Null | Null | Null | Null
0.1398 | 5 | 0.00115 | 27 | 0.6 | Null | Null | Null | Null | Null | Null | Null | Null | Null
0.1398 | 5 | 0.00115 | 27 | 0.7 | Null | Null | Null | Null | Null | Null | Null | Null | Null
0.1398 | 5 | 0.00115 | 27 | 0.8 | Null | Null | Null | Null | Null | Null | Null | Null | Null
0.1398 | 5 | 0.00115 | 27 | 0.9 | Null | Null | Null | Null | Null | Null | Null | Null | Null
0.1398 | 5 | 0.00115 | 27 | 1 | Null | Null | Null | Null | Null | Null | Null | Null | Null
0.1398 | 5 | 0.00115 | 30 | 0.15 | Null | Null | Null | Null | Null | Null | Null | Null | Null
0.1398 | 5 | 0.00115 | 30 | 0.2 | Null | Null | Null | Null | Null | Null | Null | Null | Null
0.1398 | 5 | 0.00115 | 30 | 0.3 | Null | Null | Null | Null | Null | Null | Null | Null | Null
0.1398 | 5 | 0.00115 | 30 | 0.4 | Null | Null | Null | Null | Null | Null | Null | Null | Null
0.1398 | 5 | 0.00115 | 30 | 0.5 | Null | Null | Null | Null | Null | Null | Null | Null | Null
0.1398 | 5 | 0.00115 | 30 | 0.6 | Null | Null | Null | Null | Null | Null | Null | Null | Null
0.1398 | 5 | 0.00115 | 30 | 0.7 | Null | Null | Null | Null | Null | Null | Null | Null | Null
0.1398 | 5 | 0.00115 | 30 | 0.8 | Null | Null | Null | Null | Null | Null | Null | Null | Null
0.1398 | 5 | 0.00115 | 30 | 0.9 | Null | Null | Null | Null | Null | Null | Null | Null | Null
0.1398 | 5 | 0.00115 | 30 | 1 | Null | Null | Null | Null | Null | Null | Null | Null | Null
0.1398 | 5 | 0.077 | 10.5 | 0.15 | Null | Null | Null | Null | Null | Null | Null | Null | Null
0.1398 | 5 | 0.077 | 10.5 | 0.2 | Null | Null | Null | Null | Null | Null | Null | Null | Null
0.1398 | 5 | 0.077 | 10.5 | 0.3 | Null | Null | Null | Null | Null | Null | Null | Null | Null
0.1398 | 5 | 0.077 | 10.5 | 0.4 | Null | Null | Null | Null | Null | Null | Null | Null | Null
0.1398 | 5 | 0.077 | 10.5 | 0.5 | Null | Null | Null | Null | Null | Null | Null | Null | Null
0.1398 | 5 | 0.077 | 10.5 | 0.6 | Null | Null | Null | Null | Null | Null | Null | Null | Null
0.1398 | 5 | 0.077 | 10.5 | 0.7 | Null | Null | Null | Null | Null | Null | Null | Null | Null
0.1398 | 5 | 0.077 | 10.5 | 0.8 | Null | Null | Null | Null | Null | Null | Null | Null | Null
0.1398 | 5 | 0.077 | 10.5 | 0.9 | Null | Null | Null | Null | Null | Null | Null | Null | Null
0.1398 | 5 | 0.077 | 10.5 | 1 | Null | Null | Null | Null | Null | Null | Null | Null | Null
0.1398 | 5 | 0.077 | 11 | 0.15 | Null | Null | Null | Null | Null | Null | Null | Null | Null
0.1398 | 5 | 0.077 | 11 | 0.2 | Null | Null | Null | Null | Null | Null | Null | Null | Null
0.1398 | 5 | 0.077 | 11 | 0.3 | Null | Null | Null | Null | Null | Null | Null | Null | Null
0.1398 | 5 | 0.077 | 11 | 0.4 | Null | Null | Null | Null | Null | Null | Null | Null | Null
0.1398 | 5 | 0.077 | 11 | 0.5 | Null | Null | Null | Null | Null | Null | Null | Null | Null
0.1398 | 5 | 0.077 | 11 | 0.6 | Null | Null | Null | Null | Null | Null | Null | Null | Null
0.1398 | 5 | 0.077 | 11 | 0.7 | Null | Null | Null | Null | Null | Null | Null | Null | Null
0.1398 | 5 | 0.077 | 11 | 0.8 | Null | Null | Null | Null | Null | Null | Null | Null | Null
0.1398 | 5 | 0.077 | 11 | 0.9 | Null | Null | Null | Null | Null | Null | Null | Null | Null
0.1398 | 5 | 0.077 | 11 | 1 | Null | Null | Null | Null | Null | Null | Null | Null | Null
0.1398 | 5 | 0.077 | 11.5 | 0.15 | Null | Null | Null | Null | Null | Null | Null | Null | Null
0.1398 | 5 | 0.077 | 11.5 | 0.2 | Null | Null | Null | Null | Null | Null | Null | Null | Null
0.1398 | 5 | 0.077 | 11.5 | 0.3 | Null | Null | Null | Null | Null | Null | Null | Null | Null
0.1398 | 5 | 0.077 | 11.5 | 0.4 | Null | Null | Null | Null | Null | Null | Null | Null | Null
0.1398 | 5 | 0.077 | 11.5 | 0.5 | Null | Null | Null | Null | Null | Null | Null | Null | Null
0.1398 | 5 | 0.077 | 11.5 | 0.6 | Null | Null | Null | Null | Null | Null | Null | Null | Null
0.1398 | 5 | 0.077 | 11.5 | 0.7 | Null | Null | Null | Null | Null | Null | Null | Null | Null
0.1398 | 5 | 0.077 | 11.5 | 0.8 | Null | Null | Null | Null | Null | Null | Null | Null | Null
0.1398 | 5 | 0.077 | 11.5 | 0.9 | Null | Null | Null | Null | Null | Null | Null | Null | Null
0.1398 | 5 | 0.077 | 11.5 | 1 | Null | Null | Null | Null | Null | Null | Null | Null | Null
0.1398 | 5 | 0.077 | 12 | 0.15 | Null | Null | Null | Null | Null | Null | Null | Null | Null
0.1398 | 5 | 0.077 | 12 | 0.2 | Null | Null | Null | Null | Null | Null | Null | Null | Null
0.1398 | 5 | 0.077 | 12 | 0.3 | Null | Null | Null | Null | Null | Null | Null | Null | Null
0.1398 | 5 | 0.077 | 12 | 0.4 | Null | Null | Null | Null | Null | Null | Null | Null | Null
0.1398 | 5 | 0.077 | 12 | 0.5 | Null | Null | Null | Null | Null | Null | Null | Null | Null
0.1398 | 5 | 0.077 | 12 | 0.6 | Null | Null | Null | Null | Null | Null | Null | Null | Null
0.1398 | 5 | 0.077 | 12 | 0.7 | Null | Null | Null | Null | Null | Null | Null | Null | Null
0.1398 | 5 | 0.077 | 12 | 0.8 | Null | Null | Null | Null | Null | Null | Null | Null | Null
0.1398 | 5 | 0.077 | 12 | 0.9 | Null | Null | Null | Null | Null | Null | Null | Null | Null
0.1398 | 5 | 0.077 | 12 | 1 | Null | Null | Null | Null | Null | Null | Null | Null | Null
0.1398 | 5 | 0.077 | 12.5 | 0.15 | Null | Null | Null | Null | Null | Null | Null | Null | Null
0.1398 | 5 | 0.077 | 12.5 | 0.2 | Null | Null | Null | Null | Null | Null | Null | Null | Null
0.1398 | 5 | 0.077 | 12.5 | 0.3 | Null | Null | Null | Null | Null | Null | Null | Null | Null
0.1398 | 5 | 0.077 | 12.5 | 0.4 | Null | Null | Null | Null | Null | Null | Null | Null | Null
0.1398 | 5 | 0.077 | 12.5 | 0.5 | Null | Null | Null | Null | Null | Null | Null | Null | Null
0.1398 | 5 | 0.077 | 12.5 | 0.6 | Null | Null | Null | Null | Null | Null | Null | Null | Null
0.1398 | 5 | 0.077 | 12.5 | 0.7 | Null | Null | Null | Null | Null | Null | Null | Null | Null
0.1398 | 5 | 0.077 | 12.5 | 0.8 | Null | Null | Null | Null | Null | Null | Null | Null | Null
0.1398 | 5 | 0.077 | 12.5 | 0.9 | Null | Null | Null | Null | Null | Null | Null | Null | Null
0.1398 | 5 | 0.077 | 12.5 | 1 | Null | Null | Null | Null | Null | Null | Null | Null | Null
0.1398 | 5 | 0.077 | 13 | 0.15 | Null | Null | Null | Null | Null | Null | Null | Null | Null
0.1398 | 5 | 0.077 | 13 | 0.2 | Null | Null | Null | Null | Null | Null | Null | Null | Null
0.1398 | 5 | 0.077 | 13 | 0.3 | Null | Null | Null | Null | Null | Null | Null | Null | Null
0.1398 | 5 | 0.077 | 13 | 0.4 | Null | Null | Null | Null | Null | Null | Null | Null | Null
0.1398 | 5 | 0.077 | 13 | 0.5 | Null | Null | Null | Null | Null | Null | Null | Null | Null
0.1398 | 5 | 0.077 | 13 | 0.6 | Null | Null | Null | Null | Null | Null | Null | Null | Null
0.1398 | 5 | 0.077 | 13 | 0.7 | Null | Null | Null | Null | Null | Null | Null | Null | Null
0.1398 | 5 | 0.077 | 13 | 0.8 | Null | Null | Null | Null | Null | Null | Null | Null | Null
0.1398 | 5 | 0.077 | 13 | 0.9 | Null | Null | Null | Null | Null | Null | Null | Null | Null
0.1398 | 5 | 0.077 | 13 | 1 | Null | Null | Null | Null | Null | Null | Null | Null | Null
0.1398 | 5 | 0.077 | 13.5 | 0.15 | Null | Null | Null | Null | Null | Null | Null | Null | Null
0.1398 | 5 | 0.077 | 13.5 | 0.2 | Null | Null | Null | Null | Null | Null | Null | Null | Null
0.1398 | 5 | 0.077 | 13.5 | 0.3 | Null | Null | Null | Null | Null | Null | Null | Null | Null
0.1398 | 5 | 0.077 | 13.5 | 0.4 | Null | Null | Null | Null | Null | Null | Null | Null | Null
0.1398 | 5 | 0.077 | 13.5 | 0.5 | Null | Null | Null | Null | Null | Null | Null | Null | Null
0.1398 | 5 | 0.077 | 13.5 | 0.6 | Null | Null | Null | Null | Null | Null | Null | Null | Null
0.1398 | 5 | 0.077 | 13.5 | 0.7 | Null | Null | Null | Null | Null | Null | Null | Null | Null
0.1398 | 5 | 0.077 | 13.5 | 0.8 | Null | Null | Null | Null | Null | Null | Null | Null | Null
0.1398 | 5 | 0.077 | 13.5 | 0.9 | Null | Null | Null | Null | Null | Null | Null | Null | Null
0.1398 | 5 | 0.077 | 13.5 | 1 | Null | Null | Null | Null | Null | Null | Null | Null | Null
0.1398 | 5 | 0.077 | 14 | 0.15 | Null | Null | Null | Null | Null | Null | Null | Null | Null
0.1398 | 5 | 0.077 | 14 | 0.2 | Null | Null | Null | Null | Null | Null | Null | Null | Null
0.1398 | 5 | 0.077 | 14 | 0.3 | Null | Null | Null | Null | Null | Null | Null | Null | Null
0.1398 | 5 | 0.077 | 14 | 0.4 | Null | Null | Null | Null | Null | Null | Null | Null | Null
0.1398 | 5 | 0.077 | 14 | 0.5 | Null | Null | Null | Null | Null | Null | Null | Null | Null
0.1398 | 5 | 0.077 | 14 | 0.6 | Null | Null | Null | Null | Null | Null | Null | Null | Null
0.1398 | 5 | 0.077 | 14 | 0.7 | Null | Null | Null | Null | Null | Null | Null | Null | Null
0.1398 | 5 | 0.077 | 14 | 0.8 | Null | Null | Null | Null | Null | Null | Null | Null | Null
0.1398 | 5 | 0.077 | 14 | 0.9 | Null | Null | Null | Null | Null | Null | Null | Null | Null
0.1398 | 5 | 0.077 | 14 | 1 | Null | Null | Null | Null | Null | Null | Null | Null | Null
0.1398 | 5 | 0.077 | 14.5 | 0.15 | Null | Null | Null | Null | Null | Null | Null | Null | Null
0.1398 | 5 | 0.077 | 14.5 | 0.2 | Null | Null | Null | Null | Null | Null | Null | Null | Null
0.1398 | 5 | 0.077 | 14.5 | 0.3 | Null | Null | Null | Null | Null | Null | Null | Null | Null
0.1398 | 5 | 0.077 | 14.5 | 0.4 | Null | Null | Null | Null | Null | Null | Null | Null | Null
0.1398 | 5 | 0.077 | 14.5 | 0.5 | Null | Null | Null | Null | Null | Null | Null | Null | Null
0.1398 | 5 | 0.077 | 14.5 | 0.6 | Null | Null | Null | Null | Null | Null | Null | Null | Null
0.1398 | 5 | 0.077 | 14.5 | 0.7 | Null | Null | Null | Null | Null | Null | Null | Null | Null
0.1398 | 5 | 0.077 | 14.5 | 0.8 | Null | Null | Null | Null | Null | Null | Null | Null | Null
0.1398 | 5 | 0.077 | 14.5 | 0.9 | Null | Null | Null | Null | Null | Null | Null | Null | Null
0.1398 | 5 | 0.077 | 14.5 | 1 | Null | Null | Null | Null | Null | Null | Null | Null | Null
0.1398 | 5 | 0.077 | 15 | 0.15 | Null | Null | Null | Null | Null | Null | Null | Null | Null
0.1398 | 5 | 0.077 | 15 | 0.2 | Null | Null | Null | Null | Null | Null | Null | Null | Null
0.1398 | 5 | 0.077 | 15 | 0.3 | Null | Null | Null | Null | Null | Null | Null | Null | Null
0.1398 | 5 | 0.077 | 15 | 0.4 | Null | Null | Null | Null | Null | Null | Null | Null | Null
0.1398 | 5 | 0.077 | 15 | 0.5 | Null | Null | Null | Null | Null | Null | Null | Null | Null
0.1398 | 5 | 0.077 | 15 | 0.6 | Null | Null | Null | Null | Null | Null | Null | Null | Null
0.1398 | 5 | 0.077 | 15 | 0.7 | Null | Null | Null | Null | Null | Null | Null | Null | Null
0.1398 | 5 | 0.077 | 15 | 0.8 | Null | Null | Null | Null | Null | Null | Null | Null | Null
0.1398 | 5 | 0.077 | 15 | 0.9 | Null | Null | Null | Null | Null | Null | Null | Null | Null
0.1398 | 5 | 0.077 | 15 | 1 | Null | Null | Null | Null | Null | Null | Null | Null | Null
0.1398 | 5 | 0.077 | 15.5 | 0.15 | Null | Null | Null | Null | Null | Null | Null | Null | Null
0.1398 | 5 | 0.077 | 15.5 | 0.2 | Null | Null | Null | Null | Null | Null | Null | Null | Null
0.1398 | 5 | 0.077 | 15.5 | 0.3 | Null | Null | Null | Null | Null | Null | Null | Null | Null
0.1398 | 5 | 0.077 | 15.5 | 0.4 | Null | Null | Null | Null | Null | Null | Null | Null | Null
0.1398 | 5 | 0.077 | 15.5 | 0.5 | Null | Null | Null | Null | Null | Null | Null | Null | Null
0.1398 | 5 | 0.077 | 15.5 | 0.6 | Null | Null | Null | Null | Null | Null | Null | Null | Null
0.1398 | 5 | 0.077 | 15.5 | 0.7 | Null | Null | Null | Null | Null | Null | Null | Null | Null
0.1398 | 5 | 0.077 | 15.5 | 0.8 | Null | Null | Null | Null | Null | Null | Null | Null | Null
0.1398 | 5 | 0.077 | 15.5 | 0.9 | Null | Null | Null | Null | Null | Null | Null | Null | Null
0.1398 | 5 | 0.077 | 15.5 | 1 | Null | Null | Null | Null | Null | Null | Null | Null | Null
0.1398 | 5 | 0.077 | 16 | 0.15 | Null | Null | Null | Null | Null | Null | Null | Null | Null
0.1398 | 5 | 0.077 | 16 | 0.2 | Null | Null | Null | Null | Null | Null | Null | Null | Null
0.1398 | 5 | 0.077 | 16 | 0.3 | Null | Null | Null | Null | Null | Null | Null | Null | Null
0.1398 | 5 | 0.077 | 16 | 0.4 | Null | Null | Null | Null | Null | Null | Null | Null | Null
0.1398 | 5 | 0.077 | 16 | 0.5 | Null | Null | Null | Null | Null | Null | Null | Null | Null
0.1398 | 5 | 0.077 | 16 | 0.6 | Null | Null | Null | Null | Null | Null | Null | Null | Null
0.1398 | 5 | 0.077 | 16 | 0.7 | Null | Null | Null | Null | Null | Null | Null | Null | Null
0.1398 | 5 | 0.077 | 16 | 0.8 | Null | Null | Null | Null | Null | Null | Null | Null | Null
0.1398 | 5 | 0.077 | 16 | 0.9 | Null | Null | Null | Null | Null | Null | Null | Null | Null
0.1398 | 5 | 0.077 | 16 | 1 | Null | Null | Null | Null | Null | Null | Null | Null | Null
0.1398 | 5 | 0.077 | 16.5 | 0.15 | Null | Null | Null | Null | Null | Null | Null | Null | Null
0.1398 | 5 | 0.077 | 16.5 | 0.2 | Null | Null | Null | Null | Null | Null | Null | Null | Null
0.1398 | 5 | 0.077 | 16.5 | 0.3 | Null | Null | Null | Null | Null | Null | Null | Null | Null
0.1398 | 5 | 0.077 | 16.5 | 0.4 | Null | Null | Null | Null | Null | Null | Null | Null | Null
0.1398 | 5 | 0.077 | 16.5 | 0.5 | Null | Null | Null | Null | Null | Null | Null | Null | Null
0.1398 | 5 | 0.077 | 16.5 | 0.6 | Null | Null | Null | Null | Null | Null | Null | Null | Null
0.1398 | 5 | 0.077 | 16.5 | 0.7 | Null | Null | Null | Null | Null | Null | Null | Null | Null
0.1398 | 5 | 0.077 | 16.5 | 0.8 | Null | Null | Null | Null | Null | Null | Null | Null | Null
0.1398 | 5 | 0.077 | 16.5 | 0.9 | Null | Null | Null | Null | Null | Null | Null | Null | Null
0.1398 | 5 | 0.077 | 16.5 | 1 | Null | Null | Null | Null | Null | Null | Null | Null | Null
0.1398 | 5 | 0.077 | 17 | 0.15 | Null | Null | Null | Null | Null | Null | Null | Null | Null
0.1398 | 5 | 0.077 | 17 | 0.2 | Null | Null | Null | Null | Null | Null | Null | Null | Null
0.1398 | 5 | 0.077 | 17 | 0.3 | Null | Null | Null | Null | Null | Null | Null | Null | Null
0.1398 | 5 | 0.077 | 17 | 0.4 | Null | Null | Null | Null | Null | Null | Null | Null | Null
0.1398 | 5 | 0.077 | 17 | 0.5 | Null | Null | Null | Null | Null | Null | Null | Null | Null
0.1398 | 5 | 0.077 | 17 | 0.6 | Null | Null | Null | Null | Null | Null | Null | Null | Null
0.1398 | 5 | 0.077 | 17 | 0.7 | Null | Null | Null | Null | Null | Null | Null | Null | Null
0.1398 | 5 | 0.077 | 17 | 0.8 | Null | Null | Null | Null | Null | Null | Null | Null | Null
0.1398 | 5 | 0.077 | 17 | 0.9 | Null | Null | Null | Null | Null | Null | Null | Null | Null
0.1398 | 5 | 0.077 | 17 | 1 | Null | Null | Null | Null | Null | Null | Null | Null | Null
0.1398 | 5 | 0.077 | 17.5 | 0.15 | Null | Null | Null | Null | Null | Null | Null | Null | Null
0.1398 | 5 | 0.077 | 17.5 | 0.2 | Null | Null | Null | Null | Null | Null | Null | Null | Null
0.1398 | 5 | 0.077 | 17.5 | 0.3 | Null | Null | Null | Null | Null | Null | Null | Null | Null
0.1398 | 5 | 0.077 | 17.5 | 0.4 | Null | Null | Null | Null | Null | Null | Null | Null | Null
0.1398 | 5 | 0.077 | 17.5 | 0.5 | Null | Null | Null | Null | Null | Null | Null | Null | Null
0.1398 | 5 | 0.077 | 17.5 | 0.6 | Null | Null | Null | Null | Null | Null | Null | Null | Null
0.1398 | 5 | 0.077 | 17.5 | 0.7 | Null | Null | Null | Null | Null | Null | Null | Null | Null
0.1398 | 5 | 0.077 | 17.5 | 0.8 | Null | Null | Null | Null | Null | Null | Null | Null | Null
0.1398 | 5 | 0.077 | 17.5 | 0.9 | Null | Null | Null | Null | Null | Null | Null | Null | Null
0.1398 | 5 | 0.077 | 17.5 | 1 | Null | Null | Null | Null | Null | Null | Null | Null | Null
0.1398 | 5 | 0.077 | 18 | 0.15 | Null | Null | Null | Null | Null | Null | Null | Null | Null
0.1398 | 5 | 0.077 | 18 | 0.2 | Null | Null | Null | Null | Null | Null | Null | Null | Null
0.1398 | 5 | 0.077 | 18 | 0.3 | Null | Null | Null | Null | Null | Null | Null | Null | Null
0.1398 | 5 | 0.077 | 18 | 0.4 | Null | Null | Null | Null | Null | Null | Null | Null | Null
0.1398 | 5 | 0.077 | 18 | 0.5 | Null | Null | Null | Null | Null | Null | Null | Null | Null
0.1398 | 5 | 0.077 | 18 | 0.6 | Null | Null | Null | Null | Null | Null | Null | Null | Null
0.1398 | 5 | 0.077 | 18 | 0.7 | Null | Null | Null | Null | Null | Null | Null | Null | Null
0.1398 | 5 | 0.077 | 18 | 0.8 | Null | Null | Null | Null | Null | Null | Null | Null | Null
0.1398 | 5 | 0.077 | 18 | 0.9 | Null | Null | Null | Null | Null | Null | Null | Null | Null
0.1398 | 5 | 0.077 | 18 | 1 | Null | Null | Null | Null | Null | Null | Null | Null | Null
0.1398 | 5 | 0.077 | 21 | 0.15 | Null | Null | Null | Null | Null | Null | Null | Null | Null
0.1398 | 5 | 0.077 | 21 | 0.2 | Null | Null | Null | Null | Null | Null | Null | Null | Null
0.1398 | 5 | 0.077 | 21 | 0.3 | Null | Null | Null | Null | Null | Null | Null | Null | Null
0.1398 | 5 | 0.077 | 21 | 0.4 | Null | Null | Null | Null | Null | Null | Null | Null | Null
0.1398 | 5 | 0.077 | 21 | 0.5 | Null | Null | Null | Null | Null | Null | Null | Null | Null
0.1398 | 5 | 0.077 | 21 | 0.6 | Null | Null | Null | Null | Null | Null | Null | Null | Null
0.1398 | 5 | 0.077 | 21 | 0.7 | Null | Null | Null | Null | Null | Null | Null | Null | Null
0.1398 | 5 | 0.077 | 21 | 0.8 | Null | Null | Null | Null | Null | Null | Null | Null | Null
0.1398 | 5 | 0.077 | 21 | 0.9 | Null | Null | Null | Null | Null | Null | Null | Null | Null
0.1398 | 5 | 0.077 | 21 | 1 | Null | Null | Null | Null | Null | Null | Null | Null | Null
0.1398 | 5 | 0.077 | 24 | 0.15 | Null | Null | Null | Null | Null | Null | Null | Null | Null
0.1398 | 5 | 0.077 | 24 | 0.2 | Null | Null | Null | Null | Null | Null | Null | Null | Null
0.1398 | 5 | 0.077 | 24 | 0.3 | Null | Null | Null | Null | Null | Null | Null | Null | Null
0.1398 | 5 | 0.077 | 24 | 0.4 | Null | Null | Null | Null | Null | Null | Null | Null | Null
0.1398 | 5 | 0.077 | 24 | 0.5 | Null | Null | Null | Null | Null | Null | Null | Null | Null
0.1398 | 5 | 0.077 | 24 | 0.6 | Null | Null | Null | Null | Null | Null | Null | Null | Null
0.1398 | 5 | 0.077 | 24 | 0.7 | Null | Null | Null | Null | Null | Null | Null | Null | Null
0.1398 | 5 | 0.077 | 24 | 0.8 | Null | Null | Null | Null | Null | Null | Null | Null | Null
0.1398 | 5 | 0.077 | 24 | 0.9 | Null | Null | Null | Null | Null | Null | Null | Null | Null
0.1398 | 5 | 0.077 | 24 | 1 | Null | Null | Null | Null | Null | Null | Null | Null | Null
0.1398 | 5 | 0.077 | 27 | 0.15 | Null | Null | Null | Null | Null | Null | Null | Null | Null
0.1398 | 5 | 0.077 | 27 | 0.2 | Null | Null | Null | Null | Null | Null | Null | Null | Null
0.1398 | 5 | 0.077 | 27 | 0.3 | Null | Null | Null | Null | Null | Null | Null | Null | Null
0.1398 | 5 | 0.077 | 27 | 0.4 | Null | Null | Null | Null | Null | Null | Null | Null | Null
0.1398 | 5 | 0.077 | 27 | 0.5 | Null | Null | Null | Null | Null | Null | Null | Null | Null
0.1398 | 5 | 0.077 | 27 | 0.6 | Null | Null | Null | Null | Null | Null | Null | Null | Null
0.1398 | 5 | 0.077 | 27 | 0.7 | Null | Null | Null | Null | Null | Null | Null | Null | Null
0.1398 | 5 | 0.077 | 27 | 0.8 | Null | Null | Null | Null | Null | Null | Null | Null | Null
0.1398 | 5 | 0.077 | 27 | 0.9 | Null | Null | Null | Null | Null | Null | Null | Null | Null
0.1398 | 5 | 0.077 | 27 | 1 | Null | Null | Null | Null | Null | Null | Null | Null | Null
0.1398 | 5 | 0.077 | 30 | 0.15 | Null | Null | Null | Null | Null | Null | Null | Null | Null
0.1398 | 5 | 0.077 | 30 | 0.2 | Null | Null | Null | Null | Null | Null | Null | Null | Null
0.1398 | 5 | 0.077 | 30 | 0.3 | Null | Null | Null | Null | Null | Null | Null | Null | Null
0.1398 | 5 | 0.077 | 30 | 0.4 | Null | Null | Null | Null | Null | Null | Null | Null | Null
0.1398 | 5 | 0.077 | 30 | 0.5 | Null | Null | Null | Null | Null | Null | Null | Null | Null
0.1398 | 5 | 0.077 | 30 | 0.6 | Null | Null | Null | Null | Null | Null | Null | Null | Null
0.1398 | 5 | 0.077 | 30 | 0.7 | Null | Null | Null | Null | Null | Null | Null | Null | Null
0.1398 | 5 | 0.077 | 30 | 0.8 | Null | Null | Null | Null | Null | Null | Null | Null | Null
0.1398 | 5 | 0.077 | 30 | 0.9 | Null | Null | Null | Null | Null | Null | Null | Null | Null
0.1398 | 5 | 0.077 | 30 | 1 | Null | Null | Null | Null | Null | Null | Null | Null | Null
0.1398 | 5 | 0.09437 | 10.5 | 0.15 | Null | Null | Null | Null | Null | Null | Null | Null | Null
0.1398 | 5 | 0.09437 | 10.5 | 0.2 | Null | Null | Null | Null | Null | Null | Null | Null | Null
0.1398 | 5 | 0.09437 | 10.5 | 0.3 | Null | Null | Null | Null | Null | Null | Null | Null | Null
0.1398 | 5 | 0.09437 | 10.5 | 0.4 | Null | Null | Null | Null | Null | Null | Null | Null | Null
0.1398 | 5 | 0.09437 | 10.5 | 0.5 | Null | Null | Null | Null | Null | Null | Null | Null | Null
0.1398 | 5 | 0.09437 | 10.5 | 0.6 | Null | Null | Null | Null | Null | Null | Null | Null | Null
0.1398 | 5 | 0.09437 | 10.5 | 0.7 | Null | Null | Null | Null | Null | Null | Null | Null | Null
0.1398 | 5 | 0.09437 | 10.5 | 0.8 | Null | Null | Null | Null | Null | Null | Null | Null | Null
0.1398 | 5 | 0.09437 | 10.5 | 0.9 | Null | Null | Null | Null | Null | Null | Null | Null | Null
0.1398 | 5 | 0.09437 | 10.5 | 1 | Null | Null | Null | Null | Null | Null | Null | Null | Null
0.1398 | 5 | 0.09437 | 11 | 0.15 | Null | Null | Null | Null | Null | Null | Null | Null | Null
0.1398 | 5 | 0.09437 | 11 | 0.2 | Null | Null | Null | Null | Null | Null | Null | Null | Null
0.1398 | 5 | 0.09437 | 11 | 0.3 | Null | Null | Null | Null | Null | Null | Null | Null | Null
0.1398 | 5 | 0.09437 | 11 | 0.4 | Null | Null | Null | Null | Null | Null | Null | Null | Null
0.1398 | 5 | 0.09437 | 11 | 0.5 | Null | Null | Null | Null | Null | Null | Null | Null | Null
0.1398 | 5 | 0.09437 | 11 | 0.6 | Null | Null | Null | Null | Null | Null | Null | Null | Null
0.1398 | 5 | 0.09437 | 11 | 0.7 | Null | Null | Null | Null | Null | Null | Null | Null | Null
0.1398 | 5 | 0.09437 | 11 | 0.8 | Null | Null | Null | Null | Null | Null | Null | Null | Null
0.1398 | 5 | 0.09437 | 11 | 0.9 | Null | Null | Null | Null | Null | Null | Null | Null | Null
0.1398 | 5 | 0.09437 | 11 | 1 | Null | Null | Null | Null | Null | Null | Null | Null | Null
0.1398 | 5 | 0.09437 | 11.5 | 0.15 | Null | Null | Null | Null | Null | Null | Null | Null | Null
0.1398 | 5 | 0.09437 | 11.5 | 0.2 | Null | Null | Null | Null | Null | Null | Null | Null | Null
0.1398 | 5 | 0.09437 | 11.5 | 0.3 | Null | Null | Null | Null | Null | Null | Null | Null | Null
0.1398 | 5 | 0.09437 | 11.5 | 0.4 | Null | Null | Null | Null | Null | Null | Null | Null | Null
0.1398 | 5 | 0.09437 | 11.5 | 0.5 | Null | Null | Null | Null | Null | Null | Null | Null | Null
0.1398 | 5 | 0.09437 | 11.5 | 0.6 | Null | Null | Null | Null | Null | Null | Null | Null | Null
0.1398 | 5 | 0.09437 | 11.5 | 0.7 | Null | Null | Null | Null | Null | Null | Null | Null | Null
0.1398 | 5 | 0.09437 | 11.5 | 0.8 | Null | Null | Null | Null | Null | Null | Null | Null | Null
0.1398 | 5 | 0.09437 | 11.5 | 0.9 | Null | Null | Null | Null | Null | Null | Null | Null | Null
0.1398 | 5 | 0.09437 | 11.5 | 1 | Null | Null | Null | Null | Null | Null | Null | Null | Null
0.1398 | 5 | 0.09437 | 12 | 0.15 | Null | Null | Null | Null | Null | Null | Null | Null | Null
0.1398 | 5 | 0.09437 | 12 | 0.2 | Null | Null | Null | Null | Null | Null | Null | Null | Null
0.1398 | 5 | 0.09437 | 12 | 0.3 | Null | Null | Null | Null | Null | Null | Null | Null | Null
0.1398 | 5 | 0.09437 | 12 | 0.4 | Null | Null | Null | Null | Null | Null | Null | Null | Null
0.1398 | 5 | 0.09437 | 12 | 0.5 | Null | Null | Null | Null | Null | Null | Null | Null | Null
0.1398 | 5 | 0.09437 | 12 | 0.6 | Null | Null | Null | Null | Null | Null | Null | Null | Null
0.1398 | 5 | 0.09437 | 12 | 0.7 | Null | Null | Null | Null | Null | Null | Null | Null | Null
0.1398 | 5 | 0.09437 | 12 | 0.8 | Null | Null | Null | Null | Null | Null | Null | Null | Null
0.1398 | 5 | 0.09437 | 12 | 0.9 | Null | Null | Null | Null | Null | Null | Null | Null | Null
0.1398 | 5 | 0.09437 | 12 | 1 | Null | Null | Null | Null | Null | Null | Null | Null | Null
0.1398 | 5 | 0.09437 | 12.5 | 0.15 | Null | Null | Null | Null | Null | Null | Null | Null | Null
0.1398 | 5 | 0.09437 | 12.5 | 0.2 | Null | Null | Null | Null | Null | Null | Null | Null | Null
0.1398 | 5 | 0.09437 | 12.5 | 0.3 | Null | Null | Null | Null | Null | Null | Null | Null | Null
0.1398 | 5 | 0.09437 | 12.5 | 0.4 | Null | Null | Null | Null | Null | Null | Null | Null | Null
0.1398 | 5 | 0.09437 | 12.5 | 0.5 | Null | Null | Null | Null | Null | Null | Null | Null | Null
0.1398 | 5 | 0.09437 | 12.5 | 0.6 | Null | Null | Null | Null | Null | Null | Null | Null | Null
0.1398 | 5 | 0.09437 | 12.5 | 0.7 | Null | Null | Null | Null | Null | Null | Null | Null | Null
0.1398 | 5 | 0.09437 | 12.5 | 0.8 | Null | Null | Null | Null | Null | Null | Null | Null | Null
0.1398 | 5 | 0.09437 | 12.5 | 0.9 | Null | Null | Null | Null | Null | Null | Null | Null | Null
0.1398 | 5 | 0.09437 | 12.5 | 1 | Null | Null | Null | Null | Null | Null | Null | Null | Null
0.1398 | 5 | 0.09437 | 13 | 0.15 | Null | Null | Null | Null | Null | Null | Null | Null | Null
0.1398 | 5 | 0.09437 | 13 | 0.2 | Null | Null | Null | Null | Null | Null | Null | Null | Null
0.1398 | 5 | 0.09437 | 13 | 0.3 | Null | Null | Null | Null | Null | Null | Null | Null | Null
0.1398 | 5 | 0.09437 | 13 | 0.4 | Null | Null | Null | Null | Null | Null | Null | Null | Null
0.1398 | 5 | 0.09437 | 13 | 0.5 | Null | Null | Null | Null | Null | Null | Null | Null | Null
0.1398 | 5 | 0.09437 | 13 | 0.6 | Null | Null | Null | Null | Null | Null | Null | Null | Null
0.1398 | 5 | 0.09437 | 13 | 0.7 | Null | Null | Null | Null | Null | Null | Null | Null | Null
0.1398 | 5 | 0.09437 | 13 | 0.8 | Null | Null | Null | Null | Null | Null | Null | Null | Null
0.1398 | 5 | 0.09437 | 13 | 0.9 | Null | Null | Null | Null | Null | Null | Null | Null | Null
0.1398 | 5 | 0.09437 | 13 | 1 | Null | Null | Null | Null | Null | Null | Null | Null | Null
0.1398 | 5 | 0.09437 | 13.5 | 0.15 | Null | Null | Null | Null | Null | Null | Null | Null | Null
0.1398 | 5 | 0.09437 | 13.5 | 0.2 | Null | Null | Null | Null | Null | Null | Null | Null | Null
0.1398 | 5 | 0.09437 | 13.5 | 0.3 | Null | Null | Null | Null | Null | Null | Null | Null | Null
0.1398 | 5 | 0.09437 | 13.5 | 0.4 | Null | Null | Null | Null | Null | Null | Null | Null | Null
0.1398 | 5 | 0.09437 | 13.5 | 0.5 | Null | Null | Null | Null | Null | Null | Null | Null | Null
0.1398 | 5 | 0.09437 | 13.5 | 0.6 | Null | Null | Null | Null | Null | Null | Null | Null | Null
0.1398 | 5 | 0.09437 | 13.5 | 0.7 | Null | Null | Null | Null | Null | Null | Null | Null | Null
0.1398 | 5 | 0.09437 | 13.5 | 0.8 | Null | Null | Null | Null | Null | Null | Null | Null | Null
0.1398 | 5 | 0.09437 | 13.5 | 0.9 | Null | Null | Null | Null | Null | Null | Null | Null | Null
0.1398 | 5 | 0.09437 | 13.5 | 1 | Null | Null | Null | Null | Null | Null | Null | Null | Null
0.1398 | 5 | 0.09437 | 14 | 0.15 | Null | Null | Null | Null | Null | Null | Null | Null | Null
0.1398 | 5 | 0.09437 | 14 | 0.2 | Null | Null | Null | Null | Null | Null | Null | Null | Null
0.1398 | 5 | 0.09437 | 14 | 0.3 | Null | Null | Null | Null | Null | Null | Null | Null | Null
0.1398 | 5 | 0.09437 | 14 | 0.4 | Null | Null | Null | Null | Null | Null | Null | Null | Null
0.1398 | 5 | 0.09437 | 14 | 0.5 | Null | Null | Null | Null | Null | Null | Null | Null | Null
0.1398 | 5 | 0.09437 | 14 | 0.6 | Null | Null | Null | Null | Null | Null | Null | Null | Null
0.1398 | 5 | 0.09437 | 14 | 0.7 | Null | Null | Null | Null | Null | Null | Null | Null | Null
0.1398 | 5 | 0.09437 | 14 | 0.8 | Null | Null | Null | Null | Null | Null | Null | Null | Null
0.1398 | 5 | 0.09437 | 14 | 0.9 | Null | Null | Null | Null | Null | Null | Null | Null | Null
0.1398 | 5 | 0.09437 | 14 | 1 | Null | Null | Null | Null | Null | Null | Null | Null | Null
0.1398 | 5 | 0.09437 | 14.5 | 0.15 | Null | Null | Null | Null | Null | Null | Null | Null | Null
0.1398 | 5 | 0.09437 | 14.5 | 0.2 | Null | Null | Null | Null | Null | Null | Null | Null | Null
0.1398 | 5 | 0.09437 | 14.5 | 0.3 | Null | Null | Null | Null | Null | Null | Null | Null | Null
0.1398 | 5 | 0.09437 | 14.5 | 0.4 | Null | Null | Null | Null | Null | Null | Null | Null | Null
0.1398 | 5 | 0.09437 | 14.5 | 0.5 | Null | Null | Null | Null | Null | Null | Null | Null | Null
0.1398 | 5 | 0.09437 | 14.5 | 0.6 | Null | Null | Null | Null | Null | Null | Null | Null | Null
0.1398 | 5 | 0.09437 | 14.5 | 0.7 | Null | Null | Null | Null | Null | Null | Null | Null | Null
0.1398 | 5 | 0.09437 | 14.5 | 0.8 | Null | Null | Null | Null | Null | Null | Null | Null | Null
0.1398 | 5 | 0.09437 | 14.5 | 0.9 | Null | Null | Null | Null | Null | Null | Null | Null | Null
0.1398 | 5 | 0.09437 | 14.5 | 1 | Null | Null | Null | Null | Null | Null | Null | Null | Null
0.1398 | 5 | 0.09437 | 15 | 0.15 | Null | Null | Null | Null | Null | Null | Null | Null | Null
0.1398 | 5 | 0.09437 | 15 | 0.2 | Null | Null | Null | Null | Null | Null | Null | Null | Null
0.1398 | 5 | 0.09437 | 15 | 0.3 | Null | Null | Null | Null | Null | Null | Null | Null | Null
0.1398 | 5 | 0.09437 | 15 | 0.4 | Null | Null | Null | Null | Null | Null | Null | Null | Null
0.1398 | 5 | 0.09437 | 15 | 0.5 | Null | Null | Null | Null | Null | Null | Null | Null | Null
0.1398 | 5 | 0.09437 | 15 | 0.6 | Null | Null | Null | Null | Null | Null | Null | Null | Null
0.1398 | 5 | 0.09437 | 15 | 0.7 | Null | Null | Null | Null | Null | Null | Null | Null | Null
0.1398 | 5 | 0.09437 | 15 | 0.8 | Null | Null | Null | Null | Null | Null | Null | Null | Null
0.1398 | 5 | 0.09437 | 15 | 0.9 | Null | Null | Null | Null | Null | Null | Null | Null | Null
0.1398 | 5 | 0.09437 | 15 | 1 | Null | Null | Null | Null | Null | Null | Null | Null | Null
0.1398 | 5 | 0.09437 | 15.5 | 0.15 | Null | Null | Null | Null | Null | Null | Null | Null | Null
0.1398 | 5 | 0.09437 | 15.5 | 0.2 | Null | Null | Null | Null | Null | Null | Null | Null | Null
0.1398 | 5 | 0.09437 | 15.5 | 0.3 | Null | Null | Null | Null | Null | Null | Null | Null | Null
0.1398 | 5 | 0.09437 | 15.5 | 0.4 | Null | Null | Null | Null | Null | Null | Null | Null | Null
0.1398 | 5 | 0.09437 | 15.5 | 0.5 | Null | Null | Null | Null | Null | Null | Null | Null | Null
0.1398 | 5 | 0.09437 | 15.5 | 0.6 | Null | Null | Null | Null | Null | Null | Null | Null | Null
0.1398 | 5 | 0.09437 | 15.5 | 0.7 | Null | Null | Null | Null | Null | Null | Null | Null | Null
0.1398 | 5 | 0.09437 | 15.5 | 0.8 | Null | Null | Null | Null | Null | Null | Null | Null | Null
0.1398 | 5 | 0.09437 | 15.5 | 0.9 | Null | Null | Null | Null | Null | Null | Null | Null | Null
0.1398 | 5 | 0.09437 | 15.5 | 1 | Null | Null | Null | Null | Null | Null | Null | Null | Null
0.1398 | 5 | 0.09437 | 16 | 0.15 | Null | Null | Null | Null | Null | Null | Null | Null | Null
0.1398 | 5 | 0.09437 | 16 | 0.2 | Null | Null | Null | Null | Null | Null | Null | Null | Null
0.1398 | 5 | 0.09437 | 16 | 0.3 | Null | Null | Null | Null | Null | Null | Null | Null | Null
0.1398 | 5 | 0.09437 | 16 | 0.4 | Null | Null | Null | Null | Null | Null | Null | Null | Null
0.1398 | 5 | 0.09437 | 16 | 0.5 | Null | Null | Null | Null | Null | Null | Null | Null | Null
0.1398 | 5 | 0.09437 | 16 | 0.6 | Null | Null | Null | Null | Null | Null | Null | Null | Null
0.1398 | 5 | 0.09437 | 16 | 0.7 | Null | Null | Null | Null | Null | Null | Null | Null | Null
0.1398 | 5 | 0.09437 | 16 | 0.8 | Null | Null | Null | Null | Null | Null | Null | Null | Null
0.1398 | 5 | 0.09437 | 16 | 0.9 | Null | Null | Null | Null | Null | Null | Null | Null | Null
0.1398 | 5 | 0.09437 | 16 | 1 | Null | Null | Null | Null | Null | Null | Null | Null | Null
0.1398 | 5 | 0.09437 | 16.5 | 0.15 | Null | Null | Null | Null | Null | Null | Null | Null | Null
0.1398 | 5 | 0.09437 | 16.5 | 0.2 | Null | Null | Null | Null | Null | Null | Null | Null | Null
0.1398 | 5 | 0.09437 | 16.5 | 0.3 | Null | Null | Null | Null | Null | Null | Null | Null | Null
0.1398 | 5 | 0.09437 | 16.5 | 0.4 | Null | Null | Null | Null | Null | Null | Null | Null | Null
0.1398 | 5 | 0.09437 | 16.5 | 0.5 | Null | Null | Null | Null | Null | Null | Null | Null | Null
0.1398 | 5 | 0.09437 | 16.5 | 0.6 | Null | Null | Null | Null | Null | Null | Null | Null | Null
0.1398 | 5 | 0.09437 | 16.5 | 0.7 | Null | Null | Null | Null | Null | Null | Null | Null | Null
0.1398 | 5 | 0.09437 | 16.5 | 0.8 | Null | Null | Null | Null | Null | Null | Null | Null | Null
0.1398 | 5 | 0.09437 | 16.5 | 0.9 | Null | Null | Null | Null | Null | Null | Null | Null | Null
0.1398 | 5 | 0.09437 | 16.5 | 1 | Null | Null | Null | Null | Null | Null | Null | Null | Null
0.1398 | 5 | 0.09437 | 17 | 0.15 | Null | Null | Null | Null | Null | Null | Null | Null | Null
0.1398 | 5 | 0.09437 | 17 | 0.2 | Null | Null | Null | Null | Null | Null | Null | Null | Null
0.1398 | 5 | 0.09437 | 17 | 0.3 | Null | Null | Null | Null | Null | Null | Null | Null | Null
0.1398 | 5 | 0.09437 | 17 | 0.4 | Null | Null | Null | Null | Null | Null | Null | Null | Null
0.1398 | 5 | 0.09437 | 17 | 0.5 | Null | Null | Null | Null | Null | Null | Null | Null | Null
0.1398 | 5 | 0.09437 | 17 | 0.6 | Null | Null | Null | Null | Null | Null | Null | Null | Null
0.1398 | 5 | 0.09437 | 17 | 0.7 | Null | Null | Null | Null | Null | Null | Null | Null | Null
0.1398 | 5 | 0.09437 | 17 | 0.8 | Null | Null | Null | Null | Null | Null | Null | Null | Null
0.1398 | 5 | 0.09437 | 17 | 0.9 | Null | Null | Null | Null | Null | Null | Null | Null | Null
0.1398 | 5 | 0.09437 | 17 | 1 | Null | Null | Null | Null | Null | Null | Null | Null | Null
0.1398 | 5 | 0.09437 | 17.5 | 0.15 | Null | Null | Null | Null | Null | Null | Null | Null | Null
0.1398 | 5 | 0.09437 | 17.5 | 0.2 | Null | Null | Null | Null | Null | Null | Null | Null | Null
0.1398 | 5 | 0.09437 | 17.5 | 0.3 | Null | Null | Null | Null | Null | Null | Null | Null | Null
0.1398 | 5 | 0.09437 | 17.5 | 0.4 | Null | Null | Null | Null | Null | Null | Null | Null | Null
0.1398 | 5 | 0.09437 | 17.5 | 0.5 | Null | Null | Null | Null | Null | Null | Null | Null | Null
0.1398 | 5 | 0.09437 | 17.5 | 0.6 | Null | Null | Null | Null | Null | Null | Null | Null | Null
0.1398 | 5 | 0.09437 | 17.5 | 0.7 | Null | Null | Null | Null | Null | Null | Null | Null | Null
0.1398 | 5 | 0.09437 | 17.5 | 0.8 | Null | Null | Null | Null | Null | Null | Null | Null | Null
0.1398 | 5 | 0.09437 | 17.5 | 0.9 | Null | Null | Null | Null | Null | Null | Null | Null | Null
0.1398 | 5 | 0.09437 | 17.5 | 1 | Null | Null | Null | Null | Null | Null | Null | Null | Null
0.1398 | 5 | 0.09437 | 18 | 0.15 | Null | Null | Null | Null | Null | Null | Null | Null | Null
0.1398 | 5 | 0.09437 | 18 | 0.2 | Null | Null | Null | Null | Null | Null | Null | Null | Null
0.1398 | 5 | 0.09437 | 18 | 0.3 | Null | Null | Null | Null | Null | Null | Null | Null | Null
0.1398 | 5 | 0.09437 | 18 | 0.4 | Null | Null | Null | Null | Null | Null | Null | Null | Null
0.1398 | 5 | 0.09437 | 18 | 0.5 | Null | Null | Null | Null | Null | Null | Null | Null | Null
0.1398 | 5 | 0.09437 | 18 | 0.6 | Null | Null | Null | Null | Null | Null | Null | Null | Null
0.1398 | 5 | 0.09437 | 18 | 0.7 | Null | Null | Null | Null | Null | Null | Null | Null | Null
0.1398 | 5 | 0.09437 | 18 | 0.8 | Null | Null | Null | Null | Null | Null | Null | Null | Null
0.1398 | 5 | 0.09437 | 18 | 0.9 | Null | Null | Null | Null | Null | Null | Null | Null | Null
0.1398 | 5 | 0.09437 | 18 | 1 | Null | Null | Null | Null | Null | Null | Null | Null | Null
0.1398 | 5 | 0.09437 | 21 | 0.15 | Null | Null | Null | Null | Null | Null | Null | Null | Null
0.1398 | 5 | 0.09437 | 21 | 0.2 | Null | Null | Null | Null | Null | Null | Null | Null | Null
0.1398 | 5 | 0.09437 | 21 | 0.3 | Null | Null | Null | Null | Null | Null | Null | Null | Null
0.1398 | 5 | 0.09437 | 21 | 0.4 | Null | Null | Null | Null | Null | Null | Null | Null | Null
0.1398 | 5 | 0.09437 | 21 | 0.5 | Null | Null | Null | Null | Null | Null | Null | Null | Null
0.1398 | 5 | 0.09437 | 21 | 0.6 | Null | Null | Null | Null | Null | Null | Null | Null | Null
0.1398 | 5 | 0.09437 | 21 | 0.7 | Null | Null | Null | Null | Null | Null | Null | Null | Null
0.1398 | 5 | 0.09437 | 21 | 0.8 | Null | Null | Null | Null | Null | Null | Null | Null | Null
0.1398 | 5 | 0.09437 | 21 | 0.9 | Null | Null | Null | Null | Null | Null | Null | Null | Null
0.1398 | 5 | 0.09437 | 21 | 1 | Null | Null | Null | Null | Null | Null | Null | Null | Null
0.1398 | 5 | 0.09437 | 24 | 0.15 | Null | Null | Null | Null | Null | Null | Null | Null | Null
0.1398 | 5 | 0.09437 | 24 | 0.2 | Null | Null | Null | Null | Null | Null | Null | Null | Null
0.1398 | 5 | 0.09437 | 24 | 0.3 | Null | Null | Null | Null | Null | Null | Null | Null | Null
0.1398 | 5 | 0.09437 | 24 | 0.4 | Null | Null | Null | Null | Null | Null | Null | Null | Null
0.1398 | 5 | 0.09437 | 24 | 0.5 | Null | Null | Null | Null | Null | Null | Null | Null | Null
0.1398 | 5 | 0.09437 | 24 | 0.6 | Null | Null | Null | Null | Null | Null | Null | Null | Null
0.1398 | 5 | 0.09437 | 24 | 0.7 | Null | Null | Null | Null | Null | Null | Null | Null | Null
0.1398 | 5 | 0.09437 | 24 | 0.8 | Null | Null | Null | Null | Null | Null | Null | Null | Null
0.1398 | 5 | 0.09437 | 24 | 0.9 | Null | Null | Null | Null | Null | Null | Null | Null | Null
0.1398 | 5 | 0.09437 | 24 | 1 | Null | Null | Null | Null | Null | Null | Null | Null | Null
0.1398 | 5 | 0.09437 | 27 | 0.15 | Null | Null | Null | Null | Null | Null | Null | Null | Null
0.1398 | 5 | 0.09437 | 27 | 0.2 | Null | Null | Null | Null | Null | Null | Null | Null | Null
0.1398 | 5 | 0.09437 | 27 | 0.3 | Null | Null | Null | Null | Null | Null | Null | Null | Null
0.1398 | 5 | 0.09437 | 27 | 0.4 | Null | Null | Null | Null | Null | Null | Null | Null | Null
0.1398 | 5 | 0.09437 | 27 | 0.5 | Null | Null | Null | Null | Null | Null | Null | Null | Null
0.1398 | 5 | 0.09437 | 27 | 0.6 | Null | Null | Null | Null | Null | Null | Null | Null | Null
0.1398 | 5 | 0.09437 | 27 | 0.7 | Null | Null | Null | Null | Null | Null | Null | Null | Null
0.1398 | 5 | 0.09437 | 27 | 0.8 | Null | Null | Null | Null | Null | Null | Null | Null | Null
0.1398 | 5 | 0.09437 | 27 | 0.9 | Null | Null | Null | Null | Null | Null | Null | Null | Null
0.1398 | 5 | 0.09437 | 27 | 1 | Null | Null | Null | Null | Null | Null | Null | Null | Null
0.1398 | 5 | 0.09437 | 30 | 0.15 | Null | Null | Null | Null | Null | Null | Null | Null | Null
0.1398 | 5 | 0.09437 | 30 | 0.2 | Null | Null | Null | Null | Null | Null | Null | Null | Null
0.1398 | 5 | 0.09437 | 30 | 0.3 | Null | Null | Null | Null | Null | Null | Null | Null | Null
0.1398 | 5 | 0.09437 | 30 | 0.4 | Null | Null | Null | Null | Null | Null | Null | Null | Null
0.1398 | 5 | 0.09437 | 30 | 0.5 | Null | Null | Null | Null | Null | Null | Null | Null | Null
0.1398 | 5 | 0.09437 | 30 | 0.6 | Null | Null | Null | Null | Null | Null | Null | Null | Null
0.1398 | 5 | 0.09437 | 30 | 0.7 | Null | Null | Null | Null | Null | Null | Null | Null | Null
0.1398 | 5 | 0.09437 | 30 | 0.8 | Null | Null | Null | Null | Null | Null | Null | Null | Null
0.1398 | 5 | 0.09437 | 30 | 0.9 | Null | Null | Null | Null | Null | Null | Null | Null | Null
0.1398 | 5 | 0.09437 | 30 | 1 | Null | Null | Null | Null | Null | Null | Null | Null | Null
0.1398 | 5 | 0.09644 | 10.5 | 0.15 | Null | Null | Null | Null | Null | Null | Null | Null | Null
0.1398 | 5 | 0.09644 | 10.5 | 0.2 | Null | Null | Null | Null | Null | Null | Null | Null | Null
0.1398 | 5 | 0.09644 | 10.5 | 0.3 | Null | Null | Null | Null | Null | Null | Null | Null | Null
0.1398 | 5 | 0.09644 | 10.5 | 0.4 | Null | Null | Null | Null | Null | Null | Null | Null | Null
0.1398 | 5 | 0.09644 | 10.5 | 0.5 | Null | Null | Null | Null | Null | Null | Null | Null | Null
0.1398 | 5 | 0.09644 | 10.5 | 0.6 | Null | Null | Null | Null | Null | Null | Null | Null | Null
0.1398 | 5 | 0.09644 | 10.5 | 0.7 | Null | Null | Null | Null | Null | Null | Null | Null | Null
0.1398 | 5 | 0.09644 | 10.5 | 0.8 | Null | Null | Null | Null | Null | Null | Null | Null | Null
0.1398 | 5 | 0.09644 | 10.5 | 0.9 | Null | Null | Null | Null | Null | Null | Null | Null | Null
0.1398 | 5 | 0.09644 | 10.5 | 1 | Null | Null | Null | Null | Null | Null | Null | Null | Null
0.1398 | 5 | 0.09644 | 11 | 0.15 | Null | Null | Null | Null | Null | Null | Null | Null | Null
0.1398 | 5 | 0.09644 | 11 | 0.2 | Null | Null | Null | Null | Null | Null | Null | Null | Null
0.1398 | 5 | 0.09644 | 11 | 0.3 | Null | Null | Null | Null | Null | Null | Null | Null | Null
0.1398 | 5 | 0.09644 | 11 | 0.4 | Null | Null | Null | Null | Null | Null | Null | Null | Null
0.1398 | 5 | 0.09644 | 11 | 0.5 | Null | Null | Null | Null | Null | Null | Null | Null | Null
0.1398 | 5 | 0.09644 | 11 | 0.6 | Null | Null | Null | Null | Null | Null | Null | Null | Null
0.1398 | 5 | 0.09644 | 11 | 0.7 | Null | Null | Null | Null | Null | Null | Null | Null | Null
0.1398 | 5 | 0.09644 | 11 | 0.8 | Null | Null | Null | Null | Null | Null | Null | Null | Null
0.1398 | 5 | 0.09644 | 11 | 0.9 | Null | Null | Null | Null | Null | Null | Null | Null | Null
0.1398 | 5 | 0.09644 | 11 | 1 | Null | Null | Null | Null | Null | Null | Null | Null | Null
0.1398 | 5 | 0.09644 | 11.5 | 0.15 | Null | Null | Null | Null | Null | Null | Null | Null | Null
0.1398 | 5 | 0.09644 | 11.5 | 0.2 | Null | Null | Null | Null | Null | Null | Null | Null | Null
0.1398 | 5 | 0.09644 | 11.5 | 0.3 | Null | Null | Null | Null | Null | Null | Null | Null | Null
0.1398 | 5 | 0.09644 | 11.5 | 0.4 | Null | Null | Null | Null | Null | Null | Null | Null | Null
0.1398 | 5 | 0.09644 | 11.5 | 0.5 | Null | Null | Null | Null | Null | Null | Null | Null | Null
0.1398 | 5 | 0.09644 | 11.5 | 0.6 | Null | Null | Null | Null | Null | Null | Null | Null | Null
0.1398 | 5 | 0.09644 | 11.5 | 0.7 | Null | Null | Null | Null | Null | Null | Null | Null | Null
0.1398 | 5 | 0.09644 | 11.5 | 0.8 | Null | Null | Null | Null | Null | Null | Null | Null | Null
0.1398 | 5 | 0.09644 | 11.5 | 0.9 | Null | Null | Null | Null | Null | Null | Null | Null | Null
0.1398 | 5 | 0.09644 | 11.5 | 1 | Null | Null | Null | Null | Null | Null | Null | Null | Null
0.1398 | 5 | 0.09644 | 12 | 0.15 | Null | Null | Null | Null | Null | Null | Null | Null | Null
0.1398 | 5 | 0.09644 | 12 | 0.2 | Null | Null | Null | Null | Null | Null | Null | Null | Null
0.1398 | 5 | 0.09644 | 12 | 0.3 | Null | Null | Null | Null | Null | Null | Null | Null | Null
0.1398 | 5 | 0.09644 | 12 | 0.4 | Null | Null | Null | Null | Null | Null | Null | Null | Null
0.1398 | 5 | 0.09644 | 12 | 0.5 | Null | Null | Null | Null | Null | Null | Null | Null | Null
0.1398 | 5 | 0.09644 | 12 | 0.6 | Null | Null | Null | Null | Null | Null | Null | Null | Null
0.1398 | 5 | 0.09644 | 12 | 0.7 | Null | Null | Null | Null | Null | Null | Null | Null | Null
0.1398 | 5 | 0.09644 | 12 | 0.8 | Null | Null | Null | Null | Null | Null | Null | Null | Null
0.1398 | 5 | 0.09644 | 12 | 0.9 | Null | Null | Null | Null | Null | Null | Null | Null | Null
0.1398 | 5 | 0.09644 | 12 | 1 | Null | Null | Null | Null | Null | Null | Null | Null | Null
0.1398 | 5 | 0.09644 | 12.5 | 0.15 | Null | Null | Null | Null | Null | Null | Null | Null | Null
0.1398 | 5 | 0.09644 | 12.5 | 0.2 | Null | Null | Null | Null | Null | Null | Null | Null | Null
0.1398 | 5 | 0.09644 | 12.5 | 0.3 | Null | Null | Null | Null | Null | Null | Null | Null | Null
0.1398 | 5 | 0.09644 | 12.5 | 0.4 | Null | Null | Null | Null | Null | Null | Null | Null | Null
0.1398 | 5 | 0.09644 | 12.5 | 0.5 | Null | Null | Null | Null | Null | Null | Null | Null | Null
0.1398 | 5 | 0.09644 | 12.5 | 0.6 | Null | Null | Null | Null | Null | Null | Null | Null | Null
0.1398 | 5 | 0.09644 | 12.5 | 0.7 | Null | Null | Null | Null | Null | Null | Null | Null | Null
0.1398 | 5 | 0.09644 | 12.5 | 0.8 | Null | Null | Null | Null | Null | Null | Null | Null | Null
0.1398 | 5 | 0.09644 | 12.5 | 0.9 | Null | Null | Null | Null | Null | Null | Null | Null | Null
0.1398 | 5 | 0.09644 | 12.5 | 1 | Null | Null | Null | Null | Null | Null | Null | Null | Null
0.1398 | 5 | 0.09644 | 13 | 0.15 | Null | Null | Null | Null | Null | Null | Null | Null | Null
0.1398 | 5 | 0.09644 | 13 | 0.2 | Null | Null | Null | Null | Null | Null | Null | Null | Null
0.1398 | 5 | 0.09644 | 13 | 0.3 | Null | Null | Null | Null | Null | Null | Null | Null | Null
0.1398 | 5 | 0.09644 | 13 | 0.4 | Null | Null | Null | Null | Null | Null | Null | Null | Null
0.1398 | 5 | 0.09644 | 13 | 0.5 | Null | Null | Null | Null | Null | Null | Null | Null | Null
0.1398 | 5 | 0.09644 | 13 | 0.6 | Null | Null | Null | Null | Null | Null | Null | Null | Null
0.1398 | 5 | 0.09644 | 13 | 0.7 | Null | Null | Null | Null | Null | Null | Null | Null | Null
0.1398 | 5 | 0.09644 | 13 | 0.8 | Null | Null | Null | Null | Null | Null | Null | Null | Null
0.1398 | 5 | 0.09644 | 13 | 0.9 | Null | Null | Null | Null | Null | Null | Null | Null | Null
0.1398 | 5 | 0.09644 | 13 | 1 | Null | Null | Null | Null | Null | Null | Null | Null | Null
0.1398 | 5 | 0.09644 | 13.5 | 0.15 | Null | Null | Null | Null | Null | Null | Null | Null | Null
0.1398 | 5 | 0.09644 | 13.5 | 0.2 | Null | Null | Null | Null | Null | Null | Null | Null | Null
0.1398 | 5 | 0.09644 | 13.5 | 0.3 | Null | Null | Null | Null | Null | Null | Null | Null | Null
0.1398 | 5 | 0.09644 | 13.5 | 0.4 | Null | Null | Null | Null | Null | Null | Null | Null | Null
0.1398 | 5 | 0.09644 | 13.5 | 0.5 | Null | Null | Null | Null | Null | Null | Null | Null | Null
0.1398 | 5 | 0.09644 | 13.5 | 0.6 | Null | Null | Null | Null | Null | Null | Null | Null | Null
0.1398 | 5 | 0.09644 | 13.5 | 0.7 | Null | Null | Null | Null | Null | Null | Null | Null | Null
0.1398 | 5 | 0.09644 | 13.5 | 0.8 | Null | Null | Null | Null | Null | Null | Null | Null | Null
0.1398 | 5 | 0.09644 | 13.5 | 0.9 | Null | Null | Null | Null | Null | Null | Null | Null | Null
0.1398 | 5 | 0.09644 | 13.5 | 1 | Null | Null | Null | Null | Null | Null | Null | Null | Null
0.1398 | 5 | 0.09644 | 14 | 0.15 | Null | Null | Null | Null | Null | Null | Null | Null | Null
0.1398 | 5 | 0.09644 | 14 | 0.2 | Null | Null | Null | Null | Null | Null | Null | Null | Null
0.1398 | 5 | 0.09644 | 14 | 0.3 | Null | Null | Null | Null | Null | Null | Null | Null | Null
0.1398 | 5 | 0.09644 | 14 | 0.4 | Null | Null | Null | Null | Null | Null | Null | Null | Null
0.1398 | 5 | 0.09644 | 14 | 0.5 | Null | Null | Null | Null | Null | Null | Null | Null | Null
0.1398 | 5 | 0.09644 | 14 | 0.6 | Null | Null | Null | Null | Null | Null | Null | Null | Null
0.1398 | 5 | 0.09644 | 14 | 0.7 | Null | Null | Null | Null | Null | Null | Null | Null | Null
0.1398 | 5 | 0.09644 | 14 | 0.8 | Null | Null | Null | Null | Null | Null | Null | Null | Null
0.1398 | 5 | 0.09644 | 14 | 0.9 | Null | Null | Null | Null | Null | Null | Null | Null | Null
0.1398 | 5 | 0.09644 | 14 | 1 | Null | Null | Null | Null | Null | Null | Null | Null | Null
0.1398 | 5 | 0.09644 | 14.5 | 0.15 | Null | Null | Null | Null | Null | Null | Null | Null | Null
0.1398 | 5 | 0.09644 | 14.5 | 0.2 | Null | Null | Null | Null | Null | Null | Null | Null | Null
0.1398 | 5 | 0.09644 | 14.5 | 0.3 | Null | Null | Null | Null | Null | Null | Null | Null | Null
0.1398 | 5 | 0.09644 | 14.5 | 0.4 | Null | Null | Null | Null | Null | Null | Null | Null | Null
0.1398 | 5 | 0.09644 | 14.5 | 0.5 | Null | Null | Null | Null | Null | Null | Null | Null | Null
0.1398 | 5 | 0.09644 | 14.5 | 0.6 | Null | Null | Null | Null | Null | Null | Null | Null | Null
0.1398 | 5 | 0.09644 | 14.5 | 0.7 | Null | Null | Null | Null | Null | Null | Null | Null | Null
0.1398 | 5 | 0.09644 | 14.5 | 0.8 | Null | Null | Null | Null | Null | Null | Null | Null | Null
0.1398 | 5 | 0.09644 | 14.5 | 0.9 | Null | Null | Null | Null | Null | Null | Null | Null | Null
0.1398 | 5 | 0.09644 | 14.5 | 1 | Null | Null | Null | Null | Null | Null | Null | Null | Null
0.1398 | 5 | 0.09644 | 15 | 0.15 | Null | Null | Null | Null | Null | Null | Null | Null | Null
0.1398 | 5 | 0.09644 | 15 | 0.2 | Null | Null | Null | Null | Null | Null | Null | Null | Null
0.1398 | 5 | 0.09644 | 15 | 0.3 | Null | Null | Null | Null | Null | Null | Null | Null | Null
0.1398 | 5 | 0.09644 | 15 | 0.4 | Null | Null | Null | Null | Null | Null | Null | Null | Null
0.1398 | 5 | 0.09644 | 15 | 0.5 | Null | Null | Null | Null | Null | Null | Null | Null | Null
0.1398 | 5 | 0.09644 | 15 | 0.6 | Null | Null | Null | Null | Null | Null | Null | Null | Null
0.1398 | 5 | 0.09644 | 15 | 0.7 | Null | Null | Null | Null | Null | Null | Null | Null | Null
0.1398 | 5 | 0.09644 | 15 | 0.8 | Null | Null | Null | Null | Null | Null | Null | Null | Null
0.1398 | 5 | 0.09644 | 15 | 0.9 | Null | Null | Null | Null | Null | Null | Null | Null | Null
0.1398 | 5 | 0.09644 | 15 | 1 | Null | Null | Null | Null | Null | Null | Null | Null | Null
0.1398 | 5 | 0.09644 | 15.5 | 0.15 | Null | Null | Null | Null | Null | Null | Null | Null | Null
0.1398 | 5 | 0.09644 | 15.5 | 0.2 | Null | Null | Null | Null | Null | Null | Null | Null | Null
0.1398 | 5 | 0.09644 | 15.5 | 0.3 | Null | Null | Null | Null | Null | Null | Null | Null | Null
0.1398 | 5 | 0.09644 | 15.5 | 0.4 | Null | Null | Null | Null | Null | Null | Null | Null | Null
0.1398 | 5 | 0.09644 | 15.5 | 0.5 | Null | Null | Null | Null | Null | Null | Null | Null | Null
0.1398 | 5 | 0.09644 | 15.5 | 0.6 | Null | Null | Null | Null | Null | Null | Null | Null | Null
0.1398 | 5 | 0.09644 | 15.5 | 0.7 | Null | Null | Null | Null | Null | Null | Null | Null | Null
0.1398 | 5 | 0.09644 | 15.5 | 0.8 | Null | Null | Null | Null | Null | Null | Null | Null | Null
0.1398 | 5 | 0.09644 | 15.5 | 0.9 | Null | Null | Null | Null | Null | Null | Null | Null | Null
0.1398 | 5 | 0.09644 | 15.5 | 1 | Null | Null | Null | Null | Null | Null | Null | Null | Null
0.1398 | 5 | 0.09644 | 16 | 0.15 | Null | Null | Null | Null | Null | Null | Null | Null | Null
0.1398 | 5 | 0.09644 | 16 | 0.2 | Null | Null | Null | Null | Null | Null | Null | Null | Null
0.1398 | 5 | 0.09644 | 16 | 0.3 | Null | Null | Null | Null | Null | Null | Null | Null | Null
0.1398 | 5 | 0.09644 | 16 | 0.4 | Null | Null | Null | Null | Null | Null | Null | Null | Null
0.1398 | 5 | 0.09644 | 16 | 0.5 | Null | Null | Null | Null | Null | Null | Null | Null | Null
0.1398 | 5 | 0.09644 | 16 | 0.6 | Null | Null | Null | Null | Null | Null | Null | Null | Null
0.1398 | 5 | 0.09644 | 16 | 0.7 | Null | Null | Null | Null | Null | Null | Null | Null | Null
0.1398 | 5 | 0.09644 | 16 | 0.8 | Null | Null | Null | Null | Null | Null | Null | Null | Null
0.1398 | 5 | 0.09644 | 16 | 0.9 | Null | Null | Null | Null | Null | Null | Null | Null | Null
0.1398 | 5 | 0.09644 | 16 | 1 | Null | Null | Null | Null | Null | Null | Null | Null | Null
0.1398 | 5 | 0.09644 | 16.5 | 0.15 | Null | Null | Null | Null | Null | Null | Null | Null | Null
0.1398 | 5 | 0.09644 | 16.5 | 0.2 | Null | Null | Null | Null | Null | Null | Null | Null | Null
0.1398 | 5 | 0.09644 | 16.5 | 0.3 | Null | Null | Null | Null | Null | Null | Null | Null | Null
0.1398 | 5 | 0.09644 | 16.5 | 0.4 | Null | Null | Null | Null | Null | Null | Null | Null | Null
0.1398 | 5 | 0.09644 | 16.5 | 0.5 | Null | Null | Null | Null | Null | Null | Null | Null | Null
0.1398 | 5 | 0.09644 | 16.5 | 0.6 | Null | Null | Null | Null | Null | Null | Null | Null | Null
0.1398 | 5 | 0.09644 | 16.5 | 0.7 | Null | Null | Null | Null | Null | Null | Null | Null | Null
0.1398 | 5 | 0.09644 | 16.5 | 0.8 | Null | Null | Null | Null | Null | Null | Null | Null | Null
0.1398 | 5 | 0.09644 | 16.5 | 0.9 | Null | Null | Null | Null | Null | Null | Null | Null | Null
0.1398 | 5 | 0.09644 | 16.5 | 1 | Null | Null | Null | Null | Null | Null | Null | Null | Null
0.1398 | 5 | 0.09644 | 17 | 0.15 | Null | Null | Null | Null | Null | Null | Null | Null | Null
0.1398 | 5 | 0.09644 | 17 | 0.2 | Null | Null | Null | Null | Null | Null | Null | Null | Null
0.1398 | 5 | 0.09644 | 17 | 0.3 | Null | Null | Null | Null | Null | Null | Null | Null | Null
0.1398 | 5 | 0.09644 | 17 | 0.4 | Null | Null | Null | Null | Null | Null | Null | Null | Null
0.1398 | 5 | 0.09644 | 17 | 0.5 | Null | Null | Null | Null | Null | Null | Null | Null | Null
0.1398 | 5 | 0.09644 | 17 | 0.6 | Null | Null | Null | Null | Null | Null | Null | Null | Null
0.1398 | 5 | 0.09644 | 17 | 0.7 | Null | Null | Null | Null | Null | Null | Null | Null | Null
0.1398 | 5 | 0.09644 | 17 | 0.8 | Null | Null | Null | Null | Null | Null | Null | Null | Null
0.1398 | 5 | 0.09644 | 17 | 0.9 | Null | Null | Null | Null | Null | Null | Null | Null | Null
0.1398 | 5 | 0.09644 | 17 | 1 | Null | Null | Null | Null | Null | Null | Null | Null | Null
0.1398 | 5 | 0.09644 | 17.5 | 0.15 | Null | Null | Null | Null | Null | Null | Null | Null | Null
0.1398 | 5 | 0.09644 | 17.5 | 0.2 | Null | Null | Null | Null | Null | Null | Null | Null | Null
0.1398 | 5 | 0.09644 | 17.5 | 0.3 | Null | Null | Null | Null | Null | Null | Null | Null | Null
0.1398 | 5 | 0.09644 | 17.5 | 0.4 | Null | Null | Null | Null | Null | Null | Null | Null | Null
0.1398 | 5 | 0.09644 | 17.5 | 0.5 | Null | Null | Null | Null | Null | Null | Null | Null | Null
0.1398 | 5 | 0.09644 | 17.5 | 0.6 | Null | Null | Null | Null | Null | Null | Null | Null | Null
0.1398 | 5 | 0.09644 | 17.5 | 0.7 | Null | Null | Null | Null | Null | Null | Null | Null | Null
0.1398 | 5 | 0.09644 | 17.5 | 0.8 | Null | Null | Null | Null | Null | Null | Null | Null | Null
0.1398 | 5 | 0.09644 | 17.5 | 0.9 | Null | Null | Null | Null | Null | Null | Null | Null | Null
0.1398 | 5 | 0.09644 | 17.5 | 1 | Null | Null | Null | Null | Null | Null | Null | Null | Null
0.1398 | 5 | 0.09644 | 18 | 0.15 | Null | Null | Null | Null | Null | Null | Null | Null | Null
0.1398 | 5 | 0.09644 | 18 | 0.2 | Null | Null | Null | Null | Null | Null | Null | Null | Null
0.1398 | 5 | 0.09644 | 18 | 0.3 | Null | Null | Null | Null | Null | Null | Null | Null | Null
0.1398 | 5 | 0.09644 | 18 | 0.4 | Null | Null | Null | Null | Null | Null | Null | Null | Null
0.1398 | 5 | 0.09644 | 18 | 0.5 | Null | Null | Null | Null | Null | Null | Null | Null | Null
0.1398 | 5 | 0.09644 | 18 | 0.6 | Null | Null | Null | Null | Null | Null | Null | Null | Null
0.1398 | 5 | 0.09644 | 18 | 0.7 | Null | Null | Null | Null | Null | Null | Null | Null | Null
0.1398 | 5 | 0.09644 | 18 | 0.8 | Null | Null | Null | Null | Null | Null | Null | Null | Null
0.1398 | 5 | 0.09644 | 18 | 0.9 | Null | Null | Null | Null | Null | Null | Null | Null | Null
0.1398 | 5 | 0.09644 | 18 | 1 | Null | Null | Null | Null | Null | Null | Null | Null | Null
0.1398 | 5 | 0.09644 | 21 | 0.15 | Null | Null | Null | Null | Null | Null | Null | Null | Null
0.1398 | 5 | 0.09644 | 21 | 0.2 | Null | Null | Null | Null | Null | Null | Null | Null | Null
0.1398 | 5 | 0.09644 | 21 | 0.3 | Null | Null | Null | Null | Null | Null | Null | Null | Null
0.1398 | 5 | 0.09644 | 21 | 0.4 | Null | Null | Null | Null | Null | Null | Null | Null | Null
0.1398 | 5 | 0.09644 | 21 | 0.5 | Null | Null | Null | Null | Null | Null | Null | Null | Null
0.1398 | 5 | 0.09644 | 21 | 0.6 | Null | Null | Null | Null | Null | Null | Null | Null | Null
0.1398 | 5 | 0.09644 | 21 | 0.7 | Null | Null | Null | Null | Null | Null | Null | Null | Null
0.1398 | 5 | 0.09644 | 21 | 0.8 | Null | Null | Null | Null | Null | Null | Null | Null | Null
0.1398 | 5 | 0.09644 | 21 | 0.9 | Null | Null | Null | Null | Null | Null | Null | Null | Null
0.1398 | 5 | 0.09644 | 21 | 1 | Null | Null | Null | Null | Null | Null | Null | Null | Null
0.1398 | 5 | 0.09644 | 24 | 0.15 | Null | Null | Null | Null | Null | Null | Null | Null | Null
0.1398 | 5 | 0.09644 | 24 | 0.2 | Null | Null | Null | Null | Null | Null | Null | Null | Null
0.1398 | 5 | 0.09644 | 24 | 0.3 | Null | Null | Null | Null | Null | Null | Null | Null | Null
0.1398 | 5 | 0.09644 | 24 | 0.4 | Null | Null | Null | Null | Null | Null | Null | Null | Null
0.1398 | 5 | 0.09644 | 24 | 0.5 | Null | Null | Null | Null | Null | Null | Null | Null | Null
0.1398 | 5 | 0.09644 | 24 | 0.6 | Null | Null | Null | Null | Null | Null | Null | Null | Null
0.1398 | 5 | 0.09644 | 24 | 0.7 | Null | Null | Null | Null | Null | Null | Null | Null | Null
0.1398 | 5 | 0.09644 | 24 | 0.8 | Null | Null | Null | Null | Null | Null | Null | Null | Null
0.1398 | 5 | 0.09644 | 24 | 0.9 | Null | Null | Null | Null | Null | Null | Null | Null | Null
0.1398 | 5 | 0.09644 | 24 | 1 | Null | Null | Null | Null | Null | Null | Null | Null | Null
0.1398 | 5 | 0.09644 | 27 | 0.15 | Null | Null | Null | Null | Null | Null | Null | Null | Null
0.1398 | 5 | 0.09644 | 27 | 0.2 | Null | Null | Null | Null | Null | Null | Null | Null | Null
0.1398 | 5 | 0.09644 | 27 | 0.3 | Null | Null | Null | Null | Null | Null | Null | Null | Null
0.1398 | 5 | 0.09644 | 27 | 0.4 | Null | Null | Null | Null | Null | Null | Null | Null | Null
0.1398 | 5 | 0.09644 | 27 | 0.5 | Null | Null | Null | Null | Null | Null | Null | Null | Null
0.1398 | 5 | 0.09644 | 27 | 0.6 | Null | Null | Null | Null | Null | Null | Null | Null | Null
0.1398 | 5 | 0.09644 | 27 | 0.7 | Null | Null | Null | Null | Null | Null | Null | Null | Null
0.1398 | 5 | 0.09644 | 27 | 0.8 | Null | Null | Null | Null | Null | Null | Null | Null | Null
0.1398 | 5 | 0.09644 | 27 | 0.9 | Null | Null | Null | Null | Null | Null | Null | Null | Null
0.1398 | 5 | 0.09644 | 27 | 1 | Null | Null | Null | Null | Null | Null | Null | Null | Null
0.1398 | 5 | 0.09644 | 30 | 0.15 | Null | Null | Null | Null | Null | Null | Null | Null | Null
0.1398 | 5 | 0.09644 | 30 | 0.2 | Null | Null | Null | Null | Null | Null | Null | Null | Null
0.1398 | 5 | 0.09644 | 30 | 0.3 | Null | Null | Null | Null | Null | Null | Null | Null | Null
0.1398 | 5 | 0.09644 | 30 | 0.4 | Null | Null | Null | Null | Null | Null | Null | Null | Null
0.1398 | 5 | 0.09644 | 30 | 0.5 | Null | Null | Null | Null | Null | Null | Null | Null | Null
0.1398 | 5 | 0.09644 | 30 | 0.6 | Null | Null | Null | Null | Null | Null | Null | Null | Null
0.1398 | 5 | 0.09644 | 30 | 0.7 | Null | Null | Null | Null | Null | Null | Null | Null | Null
0.1398 | 5 | 0.09644 | 30 | 0.8 | Null | Null | Null | Null | Null | Null | Null | Null | Null
0.1398 | 5 | 0.09644 | 30 | 0.9 | Null | Null | Null | Null | Null | Null | Null | Null | Null
0.1398 | 5 | 0.09644 | 30 | 1 | Null | Null | Null | Null | Null | Null | Null | Null | Null
0.1398 | 5 | 0.09737 | 10.5 | 0.15 | Null | Null | Null | Null | Null | Null | Null | Null | Null
0.1398 | 5 | 0.09737 | 10.5 | 0.2 | Null | Null | Null | Null | Null | Null | Null | Null | Null
0.1398 | 5 | 0.09737 | 10.5 | 0.3 | Null | Null | Null | Null | Null | Null | Null | Null | Null
0.1398 | 5 | 0.09737 | 10.5 | 0.4 | Null | Null | Null | Null | Null | Null | Null | Null | Null
0.1398 | 5 | 0.09737 | 10.5 | 0.5 | Null | Null | Null | Null | Null | Null | Null | Null | Null
0.1398 | 5 | 0.09737 | 10.5 | 0.6 | Null | Null | Null | Null | Null | Null | Null | Null | Null
0.1398 | 5 | 0.09737 | 10.5 | 0.7 | Null | Null | Null | Null | Null | Null | Null | Null | Null
0.1398 | 5 | 0.09737 | 10.5 | 0.8 | Null | Null | Null | Null | Null | Null | Null | Null | Null
0.1398 | 5 | 0.09737 | 10.5 | 0.9 | Null | Null | Null | Null | Null | Null | Null | Null | Null
0.1398 | 5 | 0.09737 | 10.5 | 1 | Null | Null | Null | Null | Null | Null | Null | Null | Null
0.1398 | 5 | 0.09737 | 11 | 0.15 | Null | Null | Null | Null | Null | Null | Null | Null | Null
0.1398 | 5 | 0.09737 | 11 | 0.2 | Null | Null | Null | Null | Null | Null | Null | Null | Null
0.1398 | 5 | 0.09737 | 11 | 0.3 | Null | Null | Null | Null | Null | Null | Null | Null | Null
0.1398 | 5 | 0.09737 | 11 | 0.4 | Null | Null | Null | Null | Null | Null | Null | Null | Null
0.1398 | 5 | 0.09737 | 11 | 0.5 | Null | Null | Null | Null | Null | Null | Null | Null | Null
0.1398 | 5 | 0.09737 | 11 | 0.6 | Null | Null | Null | Null | Null | Null | Null | Null | Null
0.1398 | 5 | 0.09737 | 11 | 0.7 | Null | Null | Null | Null | Null | Null | Null | Null | Null
0.1398 | 5 | 0.09737 | 11 | 0.8 | Null | Null | Null | Null | Null | Null | Null | Null | Null
0.1398 | 5 | 0.09737 | 11 | 0.9 | Null | Null | Null | Null | Null | Null | Null | Null | Null
0.1398 | 5 | 0.09737 | 11 | 1 | Null | Null | Null | Null | Null | Null | Null | Null | Null
0.1398 | 5 | 0.09737 | 11.5 | 0.15 | Null | Null | Null | Null | Null | Null | Null | Null | Null
0.1398 | 5 | 0.09737 | 11.5 | 0.2 | Null | Null | Null | Null | Null | Null | Null | Null | Null
0.1398 | 5 | 0.09737 | 11.5 | 0.3 | Null | Null | Null | Null | Null | Null | Null | Null | Null
0.1398 | 5 | 0.09737 | 11.5 | 0.4 | Null | Null | Null | Null | Null | Null | Null | Null | Null
0.1398 | 5 | 0.09737 | 11.5 | 0.5 | Null | Null | Null | Null | Null | Null | Null | Null | Null
0.1398 | 5 | 0.09737 | 11.5 | 0.6 | Null | Null | Null | Null | Null | Null | Null | Null | Null
0.1398 | 5 | 0.09737 | 11.5 | 0.7 | Null | Null | Null | Null | Null | Null | Null | Null | Null
0.1398 | 5 | 0.09737 | 11.5 | 0.8 | Null | Null | Null | Null | Null | Null | Null | Null | Null
0.1398 | 5 | 0.09737 | 11.5 | 0.9 | Null | Null | Null | Null | Null | Null | Null | Null | Null
0.1398 | 5 | 0.09737 | 11.5 | 1 | Null | Null | Null | Null | Null | Null | Null | Null | Null
0.1398 | 5 | 0.09737 | 12 | 0.15 | Null | Null | Null | Null | Null | Null | Null | Null | Null
0.1398 | 5 | 0.09737 | 12 | 0.2 | Null | Null | Null | Null | Null | Null | Null | Null | Null
0.1398 | 5 | 0.09737 | 12 | 0.3 | Null | Null | Null | Null | Null | Null | Null | Null | Null
0.1398 | 5 | 0.09737 | 12 | 0.4 | Null | Null | Null | Null | Null | Null | Null | Null | Null
0.1398 | 5 | 0.09737 | 12 | 0.5 | Null | Null | Null | Null | Null | Null | Null | Null | Null
0.1398 | 5 | 0.09737 | 12 | 0.6 | Null | Null | Null | Null | Null | Null | Null | Null | Null
0.1398 | 5 | 0.09737 | 12 | 0.7 | Null | Null | Null | Null | Null | Null | Null | Null | Null
0.1398 | 5 | 0.09737 | 12 | 0.8 | Null | Null | Null | Null | Null | Null | Null | Null | Null
0.1398 | 5 | 0.09737 | 12 | 0.9 | Null | Null | Null | Null | Null | Null | Null | Null | Null
0.1398 | 5 | 0.09737 | 12 | 1 | Null | Null | Null | Null | Null | Null | Null | Null | Null
0.1398 | 5 | 0.09737 | 12.5 | 0.15 | Null | Null | Null | Null | Null | Null | Null | Null | Null
0.1398 | 5 | 0.09737 | 12.5 | 0.2 | Null | Null | Null | Null | Null | Null | Null | Null | Null
0.1398 | 5 | 0.09737 | 12.5 | 0.3 | Null | Null | Null | Null | Null | Null | Null | Null | Null
0.1398 | 5 | 0.09737 | 12.5 | 0.4 | Null | Null | Null | Null | Null | Null | Null | Null | Null
0.1398 | 5 | 0.09737 | 12.5 | 0.5 | Null | Null | Null | Null | Null | Null | Null | Null | Null
0.1398 | 5 | 0.09737 | 12.5 | 0.6 | Null | Null | Null | Null | Null | Null | Null | Null | Null
0.1398 | 5 | 0.09737 | 12.5 | 0.7 | Null | Null | Null | Null | Null | Null | Null | Null | Null
0.1398 | 5 | 0.09737 | 12.5 | 0.8 | Null | Null | Null | Null | Null | Null | Null | Null | Null
0.1398 | 5 | 0.09737 | 12.5 | 0.9 | Null | Null | Null | Null | Null | Null | Null | Null | Null
0.1398 | 5 | 0.09737 | 12.5 | 1 | Null | Null | Null | Null | Null | Null | Null | Null | Null
0.1398 | 5 | 0.09737 | 13 | 0.15 | Null | Null | Null | Null | Null | Null | Null | Null | Null
0.1398 | 5 | 0.09737 | 13 | 0.2 | Null | Null | Null | Null | Null | Null | Null | Null | Null
0.1398 | 5 | 0.09737 | 13 | 0.3 | Null | Null | Null | Null | Null | Null | Null | Null | Null
0.1398 | 5 | 0.09737 | 13 | 0.4 | Null | Null | Null | Null | Null | Null | Null | Null | Null
0.1398 | 5 | 0.09737 | 13 | 0.5 | Null | Null | Null | Null | Null | Null | Null | Null | Null
0.1398 | 5 | 0.09737 | 13 | 0.6 | Null | Null | Null | Null | Null | Null | Null | Null | Null
0.1398 | 5 | 0.09737 | 13 | 0.7 | Null | Null | Null | Null | Null | Null | Null | Null | Null
0.1398 | 5 | 0.09737 | 13 | 0.8 | Null | Null | Null | Null | Null | Null | Null | Null | Null
0.1398 | 5 | 0.09737 | 13 | 0.9 | Null | Null | Null | Null | Null | Null | Null | Null | Null
0.1398 | 5 | 0.09737 | 13 | 1 | Null | Null | Null | Null | Null | Null | Null | Null | Null
0.1398 | 5 | 0.09737 | 13.5 | 0.15 | Null | Null | Null | Null | Null | Null | Null | Null | Null
0.1398 | 5 | 0.09737 | 13.5 | 0.2 | Null | Null | Null | Null | Null | Null | Null | Null | Null
0.1398 | 5 | 0.09737 | 13.5 | 0.3 | Null | Null | Null | Null | Null | Null | Null | Null | Null
0.1398 | 5 | 0.09737 | 13.5 | 0.4 | Null | Null | Null | Null | Null | Null | Null | Null | Null
0.1398 | 5 | 0.09737 | 13.5 | 0.5 | Null | Null | Null | Null | Null | Null | Null | Null | Null
0.1398 | 5 | 0.09737 | 13.5 | 0.6 | Null | Null | Null | Null | Null | Null | Null | Null | Null
0.1398 | 5 | 0.09737 | 13.5 | 0.7 | Null | Null | Null | Null | Null | Null | Null | Null | Null
0.1398 | 5 | 0.09737 | 13.5 | 0.8 | Null | Null | Null | Null | Null | Null | Null | Null | Null
0.1398 | 5 | 0.09737 | 13.5 | 0.9 | Null | Null | Null | Null | Null | Null | Null | Null | Null
0.1398 | 5 | 0.09737 | 13.5 | 1 | Null | Null | Null | Null | Null | Null | Null | Null | Null
0.1398 | 5 | 0.09737 | 14 | 0.15 | Null | Null | Null | Null | Null | Null | Null | Null | Null
0.1398 | 5 | 0.09737 | 14 | 0.2 | Null | Null | Null | Null | Null | Null | Null | Null | Null
0.1398 | 5 | 0.09737 | 14 | 0.3 | Null | Null | Null | Null | Null | Null | Null | Null | Null
0.1398 | 5 | 0.09737 | 14 | 0.4 | Null | Null | Null | Null | Null | Null | Null | Null | Null
0.1398 | 5 | 0.09737 | 14 | 0.5 | Null | Null | Null | Null | Null | Null | Null | Null | Null
0.1398 | 5 | 0.09737 | 14 | 0.6 | Null | Null | Null | Null | Null | Null | Null | Null | Null
0.1398 | 5 | 0.09737 | 14 | 0.7 | Null | Null | Null | Null | Null | Null | Null | Null | Null
0.1398 | 5 | 0.09737 | 14 | 0.8 | Null | Null | Null | Null | Null | Null | Null | Null | Null
0.1398 | 5 | 0.09737 | 14 | 0.9 | Null | Null | Null | Null | Null | Null | Null | Null | Null
0.1398 | 5 | 0.09737 | 14 | 1 | Null | Null | Null | Null | Null | Null | Null | Null | Null
0.1398 | 5 | 0.09737 | 14.5 | 0.15 | Null | Null | Null | Null | Null | Null | Null | Null | Null
0.1398 | 5 | 0.09737 | 14.5 | 0.2 | Null | Null | Null | Null | Null | Null | Null | Null | Null
0.1398 | 5 | 0.09737 | 14.5 | 0.3 | Null | Null | Null | Null | Null | Null | Null | Null | Null
0.1398 | 5 | 0.09737 | 14.5 | 0.4 | Null | Null | Null | Null | Null | Null | Null | Null | Null
0.1398 | 5 | 0.09737 | 14.5 | 0.5 | Null | Null | Null | Null | Null | Null | Null | Null | Null
0.1398 | 5 | 0.09737 | 14.5 | 0.6 | Null | Null | Null | Null | Null | Null | Null | Null | Null
0.1398 | 5 | 0.09737 | 14.5 | 0.7 | Null | Null | Null | Null | Null | Null | Null | Null | Null
0.1398 | 5 | 0.09737 | 14.5 | 0.8 | Null | Null | Null | Null | Null | Null | Null | Null | Null
0.1398 | 5 | 0.09737 | 14.5 | 0.9 | Null | Null | Null | Null | Null | Null | Null | Null | Null
0.1398 | 5 | 0.09737 | 14.5 | 1 | Null | Null | Null | Null | Null | Null | Null | Null | Null
0.1398 | 5 | 0.09737 | 15 | 0.15 | Null | Null | Null | Null | Null | Null | Null | Null | Null
0.1398 | 5 | 0.09737 | 15 | 0.2 | Null | Null | Null | Null | Null | Null | Null | Null | Null
0.1398 | 5 | 0.09737 | 15 | 0.3 | Null | Null | Null | Null | Null | Null | Null | Null | Null
0.1398 | 5 | 0.09737 | 15 | 0.4 | Null | Null | Null | Null | Null | Null | Null | Null | Null
0.1398 | 5 | 0.09737 | 15 | 0.5 | Null | Null | Null | Null | Null | Null | Null | Null | Null
0.1398 | 5 | 0.09737 | 15 | 0.6 | Null | Null | Null | Null | Null | Null | Null | Null | Null
0.1398 | 5 | 0.09737 | 15 | 0.7 | Null | Null | Null | Null | Null | Null | Null | Null | Null
0.1398 | 5 | 0.09737 | 15 | 0.8 | Null | Null | Null | Null | Null | Null | Null | Null | Null
0.1398 | 5 | 0.09737 | 15 | 0.9 | Null | Null | Null | Null | Null | Null | Null | Null | Null
0.1398 | 5 | 0.09737 | 15 | 1 | Null | Null | Null | Null | Null | Null | Null | Null | Null
0.1398 | 5 | 0.09737 | 15.5 | 0.15 | Null | Null | Null | Null | Null | Null | Null | Null | Null
0.1398 | 5 | 0.09737 | 15.5 | 0.2 | Null | Null | Null | Null | Null | Null | Null | Null | Null
0.1398 | 5 | 0.09737 | 15.5 | 0.3 | Null | Null | Null | Null | Null | Null | Null | Null | Null
0.1398 | 5 | 0.09737 | 15.5 | 0.4 | Null | Null | Null | Null | Null | Null | Null | Null | Null
0.1398 | 5 | 0.09737 | 15.5 | 0.5 | Null | Null | Null | Null | Null | Null | Null | Null | Null
0.1398 | 5 | 0.09737 | 15.5 | 0.6 | Null | Null | Null | Null | Null | Null | Null | Null | Null
0.1398 | 5 | 0.09737 | 15.5 | 0.7 | Null | Null | Null | Null | Null | Null | Null | Null | Null
0.1398 | 5 | 0.09737 | 15.5 | 0.8 | Null | Null | Null | Null | Null | Null | Null | Null | Null
0.1398 | 5 | 0.09737 | 15.5 | 0.9 | Null | Null | Null | Null | Null | Null | Null | Null | Null
0.1398 | 5 | 0.09737 | 15.5 | 1 | Null | Null | Null | Null | Null | Null | Null | Null | Null
0.1398 | 5 | 0.09737 | 16 | 0.15 | Null | Null | Null | Null | Null | Null | Null | Null | Null
0.1398 | 5 | 0.09737 | 16 | 0.2 | Null | Null | Null | Null | Null | Null | Null | Null | Null
0.1398 | 5 | 0.09737 | 16 | 0.3 | Null | Null | Null | Null | Null | Null | Null | Null | Null
0.1398 | 5 | 0.09737 | 16 | 0.4 | Null | Null | Null | Null | Null | Null | Null | Null | Null
0.1398 | 5 | 0.09737 | 16 | 0.5 | Null | Null | Null | Null | Null | Null | Null | Null | Null
0.1398 | 5 | 0.09737 | 16 | 0.6 | Null | Null | Null | Null | Null | Null | Null | Null | Null
0.1398 | 5 | 0.09737 | 16 | 0.7 | Null | Null | Null | Null | Null | Null | Null | Null | Null
0.1398 | 5 | 0.09737 | 16 | 0.8 | Null | Null | Null | Null | Null | Null | Null | Null | Null
0.1398 | 5 | 0.09737 | 16 | 0.9 | Null | Null | Null | Null | Null | Null | Null | Null | Null
0.1398 | 5 | 0.09737 | 16 | 1 | Null | Null | Null | Null | Null | Null | Null | Null | Null
0.1398 | 5 | 0.09737 | 16.5 | 0.15 | Null | Null | Null | Null | Null | Null | Null | Null | Null
0.1398 | 5 | 0.09737 | 16.5 | 0.2 | Null | Null | Null | Null | Null | Null | Null | Null | Null
0.1398 | 5 | 0.09737 | 16.5 | 0.3 | Null | Null | Null | Null | Null | Null | Null | Null | Null
0.1398 | 5 | 0.09737 | 16.5 | 0.4 | Null | Null | Null | Null | Null | Null | Null | Null | Null
0.1398 | 5 | 0.09737 | 16.5 | 0.5 | Null | Null | Null | Null | Null | Null | Null | Null | Null
0.1398 | 5 | 0.09737 | 16.5 | 0.6 | Null | Null | Null | Null | Null | Null | Null | Null | Null
0.1398 | 5 | 0.09737 | 16.5 | 0.7 | Null | Null | Null | Null | Null | Null | Null | Null | Null
0.1398 | 5 | 0.09737 | 16.5 | 0.8 | Null | Null | Null | Null | Null | Null | Null | Null | Null
0.1398 | 5 | 0.09737 | 16.5 | 0.9 | Null | Null | Null | Null | Null | Null | Null | Null | Null
0.1398 | 5 | 0.09737 | 16.5 | 1 | Null | Null | Null | Null | Null | Null | Null | Null | Null
0.1398 | 5 | 0.09737 | 17 | 0.15 | Null | Null | Null | Null | Null | Null | Null | Null | Null
0.1398 | 5 | 0.09737 | 17 | 0.2 | Null | Null | Null | Null | Null | Null | Null | Null | Null
0.1398 | 5 | 0.09737 | 17 | 0.3 | Null | Null | Null | Null | Null | Null | Null | Null | Null
0.1398 | 5 | 0.09737 | 17 | 0.4 | Null | Null | Null | Null | Null | Null | Null | Null | Null
0.1398 | 5 | 0.09737 | 17 | 0.5 | Null | Null | Null | Null | Null | Null | Null | Null | Null
0.1398 | 5 | 0.09737 | 17 | 0.6 | Null | Null | Null | Null | Null | Null | Null | Null | Null
0.1398 | 5 | 0.09737 | 17 | 0.7 | Null | Null | Null | Null | Null | Null | Null | Null | Null
0.1398 | 5 | 0.09737 | 17 | 0.8 | Null | Null | Null | Null | Null | Null | Null | Null | Null
0.1398 | 5 | 0.09737 | 17 | 0.9 | Null | Null | Null | Null | Null | Null | Null | Null | Null
0.1398 | 5 | 0.09737 | 17 | 1 | Null | Null | Null | Null | Null | Null | Null | Null | Null
0.1398 | 5 | 0.09737 | 17.5 | 0.15 | Null | Null | Null | Null | Null | Null | Null | Null | Null
0.1398 | 5 | 0.09737 | 17.5 | 0.2 | Null | Null | Null | Null | Null | Null | Null | Null | Null
0.1398 | 5 | 0.09737 | 17.5 | 0.3 | Null | Null | Null | Null | Null | Null | Null | Null | Null
0.1398 | 5 | 0.09737 | 17.5 | 0.4 | Null | Null | Null | Null | Null | Null | Null | Null | Null
0.1398 | 5 | 0.09737 | 17.5 | 0.5 | Null | Null | Null | Null | Null | Null | Null | Null | Null
0.1398 | 5 | 0.09737 | 17.5 | 0.6 | Null | Null | Null | Null | Null | Null | Null | Null | Null
0.1398 | 5 | 0.09737 | 17.5 | 0.7 | Null | Null | Null | Null | Null | Null | Null | Null | Null
0.1398 | 5 | 0.09737 | 17.5 | 0.8 | Null | Null | Null | Null | Null | Null | Null | Null | Null
0.1398 | 5 | 0.09737 | 17.5 | 0.9 | Null | Null | Null | Null | Null | Null | Null | Null | Null
0.1398 | 5 | 0.09737 | 17.5 | 1 | Null | Null | Null | Null | Null | Null | Null | Null | Null
0.1398 | 5 | 0.09737 | 18 | 0.15 | Null | Null | Null | Null | Null | Null | Null | Null | Null
0.1398 | 5 | 0.09737 | 18 | 0.2 | Null | Null | Null | Null | Null | Null | Null | Null | Null
0.1398 | 5 | 0.09737 | 18 | 0.3 | Null | Null | Null | Null | Null | Null | Null | Null | Null
0.1398 | 5 | 0.09737 | 18 | 0.4 | Null | Null | Null | Null | Null | Null | Null | Null | Null
0.1398 | 5 | 0.09737 | 18 | 0.5 | Null | Null | Null | Null | Null | Null | Null | Null | Null
0.1398 | 5 | 0.09737 | 18 | 0.6 | Null | Null | Null | Null | Null | Null | Null | Null | Null
0.1398 | 5 | 0.09737 | 18 | 0.7 | Null | Null | Null | Null | Null | Null | Null | Null | Null
0.1398 | 5 | 0.09737 | 18 | 0.8 | Null | Null | Null | Null | Null | Null | Null | Null | Null
0.1398 | 5 | 0.09737 | 18 | 0.9 | Null | Null | Null | Null | Null | Null | Null | Null | Null
0.1398 | 5 | 0.09737 | 18 | 1 | Null | Null | Null | Null | Null | Null | Null | Null | Null
0.1398 | 5 | 0.09737 | 21 | 0.15 | Null | Null | Null | Null | Null | Null | Null | Null | Null
0.1398 | 5 | 0.09737 | 21 | 0.2 | Null | Null | Null | Null | Null | Null | Null | Null | Null
0.1398 | 5 | 0.09737 | 21 | 0.3 | Null | Null | Null | Null | Null | Null | Null | Null | Null
0.1398 | 5 | 0.09737 | 21 | 0.4 | Null | Null | Null | Null | Null | Null | Null | Null | Null
0.1398 | 5 | 0.09737 | 21 | 0.5 | Null | Null | Null | Null | Null | Null | Null | Null | Null
0.1398 | 5 | 0.09737 | 21 | 0.6 | Null | Null | Null | Null | Null | Null | Null | Null | Null
0.1398 | 5 | 0.09737 | 21 | 0.7 | Null | Null | Null | Null | Null | Null | Null | Null | Null
0.1398 | 5 | 0.09737 | 21 | 0.8 | Null | Null | Null | Null | Null | Null | Null | Null | Null
0.1398 | 5 | 0.09737 | 21 | 0.9 | Null | Null | Null | Null | Null | Null | Null | Null | Null
0.1398 | 5 | 0.09737 | 21 | 1 | Null | Null | Null | Null | Null | Null | Null | Null | Null
0.1398 | 5 | 0.09737 | 24 | 0.15 | Null | Null | Null | Null | Null | Null | Null | Null | Null
0.1398 | 5 | 0.09737 | 24 | 0.2 | Null | Null | Null | Null | Null | Null | Null | Null | Null
0.1398 | 5 | 0.09737 | 24 | 0.3 | Null | Null | Null | Null | Null | Null | Null | Null | Null
0.1398 | 5 | 0.09737 | 24 | 0.4 | Null | Null | Null | Null | Null | Null | Null | Null | Null
0.1398 | 5 | 0.09737 | 24 | 0.5 | Null | Null | Null | Null | Null | Null | Null | Null | Null
0.1398 | 5 | 0.09737 | 24 | 0.6 | Null | Null | Null | Null | Null | Null | Null | Null | Null
0.1398 | 5 | 0.09737 | 24 | 0.7 | Null | Null | Null | Null | Null | Null | Null | Null | Null
0.1398 | 5 | 0.09737 | 24 | 0.8 | Null | Null | Null | Null | Null | Null | Null | Null | Null
0.1398 | 5 | 0.09737 | 24 | 0.9 | Null | Null | Null | Null | Null | Null | Null | Null | Null
0.1398 | 5 | 0.09737 | 24 | 1 | Null | Null | Null | Null | Null | Null | Null | Null | Null
0.1398 | 5 | 0.09737 | 27 | 0.15 | Null | Null | Null | Null | Null | Null | Null | Null | Null
0.1398 | 5 | 0.09737 | 27 | 0.2 | Null | Null | Null | Null | Null | Null | Null | Null | Null
0.1398 | 5 | 0.09737 | 27 | 0.3 | Null | Null | Null | Null | Null | Null | Null | Null | Null
0.1398 | 5 | 0.09737 | 27 | 0.4 | Null | Null | Null | Null | Null | Null | Null | Null | Null
0.1398 | 5 | 0.09737 | 27 | 0.5 | Null | Null | Null | Null | Null | Null | Null | Null | Null
0.1398 | 5 | 0.09737 | 27 | 0.6 | Null | Null | Null | Null | Null | Null | Null | Null | Null
0.1398 | 5 | 0.09737 | 27 | 0.7 | Null | Null | Null | Null | Null | Null | Null | Null | Null
0.1398 | 5 | 0.09737 | 27 | 0.8 | Null | Null | Null | Null | Null | Null | Null | Null | Null
0.1398 | 5 | 0.09737 | 27 | 0.9 | Null | Null | Null | Null | Null | Null | Null | Null | Null
0.1398 | 5 | 0.09737 | 27 | 1 | Null | Null | Null | Null | Null | Null | Null | Null | Null
0.1398 | 5 | 0.09737 | 30 | 0.15 | Null | Null | Null | Null | Null | Null | Null | Null | Null
0.1398 | 5 | 0.09737 | 30 | 0.2 | Null | Null | Null | Null | Null | Null | Null | Null | Null
0.1398 | 5 | 0.09737 | 30 | 0.3 | Null | Null | Null | Null | Null | Null | Null | Null | Null
0.1398 | 5 | 0.09737 | 30 | 0.4 | Null | Null | Null | Null | Null | Null | Null | Null | Null
0.1398 | 5 | 0.09737 | 30 | 0.5 | Null | Null | Null | Null | Null | Null | Null | Null | Null
0.1398 | 5 | 0.09737 | 30 | 0.6 | Null | Null | Null | Null | Null | Null | Null | Null | Null
0.1398 | 5 | 0.09737 | 30 | 0.7 | Null | Null | Null | Null | Null | Null | Null | Null | Null
0.1398 | 5 | 0.09737 | 30 | 0.8 | Null | Null | Null | Null | Null | Null | Null | Null | Null
0.1398 | 5 | 0.09737 | 30 | 0.9 | Null | Null | Null | Null | Null | Null | Null | Null | Null
0.1398 | 5 | 0.09737 | 30 | 1 | Null | Null | Null | Null | Null | Null | Null | Null | Null
0.1398 | 5 | 0.115 | 10.5 | 0.15 | Null | Null | Null | Null | Null | Null | Null | Null | Null
0.1398 | 5 | 0.115 | 10.5 | 0.2 | Null | Null | Null | Null | Null | Null | Null | Null | Null
0.1398 | 5 | 0.115 | 10.5 | 0.3 | Null | Null | Null | Null | Null | Null | Null | Null | Null
0.1398 | 5 | 0.115 | 10.5 | 0.4 | Null | Null | Null | Null | Null | Null | Null | Null | Null
0.1398 | 5 | 0.115 | 10.5 | 0.5 | Null | Null | Null | Null | Null | Null | Null | Null | Null
0.1398 | 5 | 0.115 | 10.5 | 0.6 | Null | Null | Null | Null | Null | Null | Null | Null | Null
0.1398 | 5 | 0.115 | 10.5 | 0.7 | Null | Null | Null | Null | Null | Null | Null | Null | Null
0.1398 | 5 | 0.115 | 10.5 | 0.8 | Null | Null | Null | Null | Null | Null | Null | Null | Null
0.1398 | 5 | 0.115 | 10.5 | 0.9 | Null | Null | Null | Null | Null | Null | Null | Null | Null
0.1398 | 5 | 0.115 | 10.5 | 1 | Null | Null | Null | Null | Null | Null | Null | Null | Null
0.1398 | 5 | 0.115 | 11 | 0.15 | Null | Null | Null | Null | Null | Null | Null | Null | Null
0.1398 | 5 | 0.115 | 11 | 0.2 | Null | Null | Null | Null | Null | Null | Null | Null | Null
0.1398 | 5 | 0.115 | 11 | 0.3 | Null | Null | Null | Null | Null | Null | Null | Null | Null
0.1398 | 5 | 0.115 | 11 | 0.4 | Null | Null | Null | Null | Null | Null | Null | Null | Null
0.1398 | 5 | 0.115 | 11 | 0.5 | Null | Null | Null | Null | Null | Null | Null | Null | Null
0.1398 | 5 | 0.115 | 11 | 0.6 | Null | Null | Null | Null | Null | Null | Null | Null | Null
0.1398 | 5 | 0.115 | 11 | 0.7 | Null | Null | Null | Null | Null | Null | Null | Null | Null
0.1398 | 5 | 0.115 | 11 | 0.8 | Null | Null | Null | Null | Null | Null | Null | Null | Null
0.1398 | 5 | 0.115 | 11 | 0.9 | Null | Null | Null | Null | Null | Null | Null | Null | Null
0.1398 | 5 | 0.115 | 11 | 1 | Null | Null | Null | Null | Null | Null | Null | Null | Null
0.1398 | 5 | 0.115 | 11.5 | 0.15 | Null | Null | Null | Null | Null | Null | Null | Null | Null
0.1398 | 5 | 0.115 | 11.5 | 0.2 | Null | Null | Null | Null | Null | Null | Null | Null | Null
0.1398 | 5 | 0.115 | 11.5 | 0.3 | Null | Null | Null | Null | Null | Null | Null | Null | Null
0.1398 | 5 | 0.115 | 11.5 | 0.4 | Null | Null | Null | Null | Null | Null | Null | Null | Null
0.1398 | 5 | 0.115 | 11.5 | 0.5 | Null | Null | Null | Null | Null | Null | Null | Null | Null
0.1398 | 5 | 0.115 | 11.5 | 0.6 | Null | Null | Null | Null | Null | Null | Null | Null | Null
0.1398 | 5 | 0.115 | 11.5 | 0.7 | Null | Null | Null | Null | Null | Null | Null | Null | Null
0.1398 | 5 | 0.115 | 11.5 | 0.8 | Null | Null | Null | Null | Null | Null | Null | Null | Null
0.1398 | 5 | 0.115 | 11.5 | 0.9 | Null | Null | Null | Null | Null | Null | Null | Null | Null
0.1398 | 5 | 0.115 | 11.5 | 1 | Null | Null | Null | Null | Null | Null | Null | Null | Null
0.1398 | 5 | 0.115 | 12 | 0.15 | Null | Null | Null | Null | Null | Null | Null | Null | Null
0.1398 | 5 | 0.115 | 12 | 0.2 | Null | Null | Null | Null | Null | Null | Null | Null | Null
0.1398 | 5 | 0.115 | 12 | 0.3 | Null | Null | Null | Null | Null | Null | Null | Null | Null
0.1398 | 5 | 0.115 | 12 | 0.4 | Null | Null | Null | Null | Null | Null | Null | Null | Null
0.1398 | 5 | 0.115 | 12 | 0.5 | Null | Null | Null | Null | Null | Null | Null | Null | Null
0.1398 | 5 | 0.115 | 12 | 0.6 | Null | Null | Null | Null | Null | Null | Null | Null | Null
0.1398 | 5 | 0.115 | 12 | 0.7 | Null | Null | Null | Null | Null | Null | Null | Null | Null
0.1398 | 5 | 0.115 | 12 | 0.8 | Null | Null | Null | Null | Null | Null | Null | Null | Null
0.1398 | 5 | 0.115 | 12 | 0.9 | Null | Null | Null | Null | Null | Null | Null | Null | Null
0.1398 | 5 | 0.115 | 12 | 1 | Null | Null | Null | Null | Null | Null | Null | Null | Null
0.1398 | 5 | 0.115 | 12.5 | 0.15 | Null | Null | Null | Null | Null | Null | Null | Null | Null
0.1398 | 5 | 0.115 | 12.5 | 0.2 | Null | Null | Null | Null | Null | Null | Null | Null | Null
0.1398 | 5 | 0.115 | 12.5 | 0.3 | Null | Null | Null | Null | Null | Null | Null | Null | Null
0.1398 | 5 | 0.115 | 12.5 | 0.4 | Null | Null | Null | Null | Null | Null | Null | Null | Null
0.1398 | 5 | 0.115 | 12.5 | 0.5 | Null | Null | Null | Null | Null | Null | Null | Null | Null
0.1398 | 5 | 0.115 | 12.5 | 0.6 | Null | Null | Null | Null | Null | Null | Null | Null | Null
0.1398 | 5 | 0.115 | 12.5 | 0.7 | Null | Null | Null | Null | Null | Null | Null | Null | Null
0.1398 | 5 | 0.115 | 12.5 | 0.8 | Null | Null | Null | Null | Null | Null | Null | Null | Null
0.1398 | 5 | 0.115 | 12.5 | 0.9 | Null | Null | Null | Null | Null | Null | Null | Null | Null
0.1398 | 5 | 0.115 | 12.5 | 1 | Null | Null | Null | Null | Null | Null | Null | Null | Null
0.1398 | 5 | 0.115 | 13 | 0.15 | Null | Null | Null | Null | Null | Null | Null | Null | Null
0.1398 | 5 | 0.115 | 13 | 0.2 | Null | Null | Null | Null | Null | Null | Null | Null | Null
0.1398 | 5 | 0.115 | 13 | 0.3 | Null | Null | Null | Null | Null | Null | Null | Null | Null
0.1398 | 5 | 0.115 | 13 | 0.4 | Null | Null | Null | Null | Null | Null | Null | Null | Null
0.1398 | 5 | 0.115 | 13 | 0.5 | Null | Null | Null | Null | Null | Null | Null | Null | Null
0.1398 | 5 | 0.115 | 13 | 0.6 | Null | Null | Null | Null | Null | Null | Null | Null | Null
0.1398 | 5 | 0.115 | 13 | 0.7 | Null | Null | Null | Null | Null | Null | Null | Null | Null
0.1398 | 5 | 0.115 | 13 | 0.8 | Null | Null | Null | Null | Null | Null | Null | Null | Null
0.1398 | 5 | 0.115 | 13 | 0.9 | Null | Null | Null | Null | Null | Null | Null | Null | Null
0.1398 | 5 | 0.115 | 13 | 1 | Null | Null | Null | Null | Null | Null | Null | Null | Null
0.1398 | 5 | 0.115 | 13.5 | 0.15 | Null | Null | Null | Null | Null | Null | Null | Null | Null
0.1398 | 5 | 0.115 | 13.5 | 0.2 | Null | Null | Null | Null | Null | Null | Null | Null | Null
0.1398 | 5 | 0.115 | 13.5 | 0.3 | Null | Null | Null | Null | Null | Null | Null | Null | Null
0.1398 | 5 | 0.115 | 13.5 | 0.4 | Null | Null | Null | Null | Null | Null | Null | Null | Null
0.1398 | 5 | 0.115 | 13.5 | 0.5 | Null | Null | Null | Null | Null | Null | Null | Null | Null
0.1398 | 5 | 0.115 | 13.5 | 0.6 | Null | Null | Null | Null | Null | Null | Null | Null | Null
0.1398 | 5 | 0.115 | 13.5 | 0.7 | Null | Null | Null | Null | Null | Null | Null | Null | Null
0.1398 | 5 | 0.115 | 13.5 | 0.8 | Null | Null | Null | Null | Null | Null | Null | Null | Null
0.1398 | 5 | 0.115 | 13.5 | 0.9 | Null | Null | Null | Null | Null | Null | Null | Null | Null
0.1398 | 5 | 0.115 | 13.5 | 1 | Null | Null | Null | Null | Null | Null | Null | Null | Null
0.1398 | 5 | 0.115 | 14 | 0.15 | Null | Null | Null | Null | Null | Null | Null | Null | Null
0.1398 | 5 | 0.115 | 14 | 0.2 | Null | Null | Null | Null | Null | Null | Null | Null | Null
0.1398 | 5 | 0.115 | 14 | 0.3 | Null | Null | Null | Null | Null | Null | Null | Null | Null
0.1398 | 5 | 0.115 | 14 | 0.4 | Null | Null | Null | Null | Null | Null | Null | Null | Null
0.1398 | 5 | 0.115 | 14 | 0.5 | Null | Null | Null | Null | Null | Null | Null | Null | Null
0.1398 | 5 | 0.115 | 14 | 0.6 | Null | Null | Null | Null | Null | Null | Null | Null | Null
0.1398 | 5 | 0.115 | 14 | 0.7 | Null | Null | Null | Null | Null | Null | Null | Null | Null
0.1398 | 5 | 0.115 | 14 | 0.8 | Null | Null | Null | Null | Null | Null | Null | Null | Null
0.1398 | 5 | 0.115 | 14 | 0.9 | Null | Null | Null | Null | Null | Null | Null | Null | Null
0.1398 | 5 | 0.115 | 14 | 1 | Null | Null | Null | Null | Null | Null | Null | Null | Null
0.1398 | 5 | 0.115 | 14.5 | 0.15 | Null | Null | Null | Null | Null | Null | Null | Null | Null
0.1398 | 5 | 0.115 | 14.5 | 0.2 | Null | Null | Null | Null | Null | Null | Null | Null | Null
0.1398 | 5 | 0.115 | 14.5 | 0.3 | Null | Null | Null | Null | Null | Null | Null | Null | Null
0.1398 | 5 | 0.115 | 14.5 | 0.4 | Null | Null | Null | Null | Null | Null | Null | Null | Null
0.1398 | 5 | 0.115 | 14.5 | 0.5 | Null | Null | Null | Null | Null | Null | Null | Null | Null
0.1398 | 5 | 0.115 | 14.5 | 0.6 | Null | Null | Null | Null | Null | Null | Null | Null | Null
0.1398 | 5 | 0.115 | 14.5 | 0.7 | Null | Null | Null | Null | Null | Null | Null | Null | Null
0.1398 | 5 | 0.115 | 14.5 | 0.8 | Null | Null | Null | Null | Null | Null | Null | Null | Null
0.1398 | 5 | 0.115 | 14.5 | 0.9 | Null | Null | Null | Null | Null | Null | Null | Null | Null
0.1398 | 5 | 0.115 | 14.5 | 1 | Null | Null | Null | Null | Null | Null | Null | Null | Null
0.1398 | 5 | 0.115 | 15 | 0.15 | Null | Null | Null | Null | Null | Null | Null | Null | Null
0.1398 | 5 | 0.115 | 15 | 0.2 | Null | Null | Null | Null | Null | Null | Null | Null | Null
0.1398 | 5 | 0.115 | 15 | 0.3 | Null | Null | Null | Null | Null | Null | Null | Null | Null
0.1398 | 5 | 0.115 | 15 | 0.4 | Null | Null | Null | Null | Null | Null | Null | Null | Null
0.1398 | 5 | 0.115 | 15 | 0.5 | Null | Null | Null | Null | Null | Null | Null | Null | Null
0.1398 | 5 | 0.115 | 15 | 0.6 | Null | Null | Null | Null | Null | Null | Null | Null | Null
0.1398 | 5 | 0.115 | 15 | 0.7 | Null | Null | Null | Null | Null | Null | Null | Null | Null
0.1398 | 5 | 0.115 | 15 | 0.8 | Null | Null | Null | Null | Null | Null | Null | Null | Null
0.1398 | 5 | 0.115 | 15 | 0.9 | Null | Null | Null | Null | Null | Null | Null | Null | Null
0.1398 | 5 | 0.115 | 15 | 1 | Null | Null | Null | Null | Null | Null | Null | Null | Null
0.1398 | 5 | 0.115 | 15.5 | 0.15 | Null | Null | Null | Null | Null | Null | Null | Null | Null
0.1398 | 5 | 0.115 | 15.5 | 0.2 | Null | Null | Null | Null | Null | Null | Null | Null | Null
0.1398 | 5 | 0.115 | 15.5 | 0.3 | Null | Null | Null | Null | Null | Null | Null | Null | Null
0.1398 | 5 | 0.115 | 15.5 | 0.4 | Null | Null | Null | Null | Null | Null | Null | Null | Null
0.1398 | 5 | 0.115 | 15.5 | 0.5 | Null | Null | Null | Null | Null | Null | Null | Null | Null
0.1398 | 5 | 0.115 | 15.5 | 0.6 | Null | Null | Null | Null | Null | Null | Null | Null | Null
0.1398 | 5 | 0.115 | 15.5 | 0.7 | Null | Null | Null | Null | Null | Null | Null | Null | Null
0.1398 | 5 | 0.115 | 15.5 | 0.8 | Null | Null | Null | Null | Null | Null | Null | Null | Null
0.1398 | 5 | 0.115 | 15.5 | 0.9 | Null | Null | Null | Null | Null | Null | Null | Null | Null
0.1398 | 5 | 0.115 | 15.5 | 1 | Null | Null | Null | Null | Null | Null | Null | Null | Null
0.1398 | 5 | 0.115 | 16 | 0.15 | Null | Null | Null | Null | Null | Null | Null | Null | Null
0.1398 | 5 | 0.115 | 16 | 0.2 | Null | Null | Null | Null | Null | Null | Null | Null | Null
0.1398 | 5 | 0.115 | 16 | 0.3 | Null | Null | Null | Null | Null | Null | Null | Null | Null
0.1398 | 5 | 0.115 | 16 | 0.4 | Null | Null | Null | Null | Null | Null | Null | Null | Null
0.1398 | 5 | 0.115 | 16 | 0.5 | Null | Null | Null | Null | Null | Null | Null | Null | Null
0.1398 | 5 | 0.115 | 16 | 0.6 | Null | Null | Null | Null | Null | Null | Null | Null | Null
0.1398 | 5 | 0.115 | 16 | 0.7 | Null | Null | Null | Null | Null | Null | Null | Null | Null
0.1398 | 5 | 0.115 | 16 | 0.8 | Null | Null | Null | Null | Null | Null | Null | Null | Null
0.1398 | 5 | 0.115 | 16 | 0.9 | Null | Null | Null | Null | Null | Null | Null | Null | Null
0.1398 | 5 | 0.115 | 16 | 1 | Null | Null | Null | Null | Null | Null | Null | Null | Null
0.1398 | 5 | 0.115 | 16.5 | 0.15 | Null | Null | Null | Null | Null | Null | Null | Null | Null
0.1398 | 5 | 0.115 | 16.5 | 0.2 | Null | Null | Null | Null | Null | Null | Null | Null | Null
0.1398 | 5 | 0.115 | 16.5 | 0.3 | Null | Null | Null | Null | Null | Null | Null | Null | Null
0.1398 | 5 | 0.115 | 16.5 | 0.4 | Null | Null | Null | Null | Null | Null | Null | Null | Null
0.1398 | 5 | 0.115 | 16.5 | 0.5 | Null | Null | Null | Null | Null | Null | Null | Null | Null
0.1398 | 5 | 0.115 | 16.5 | 0.6 | Null | Null | Null | Null | Null | Null | Null | Null | Null
0.1398 | 5 | 0.115 | 16.5 | 0.7 | Null | Null | Null | Null | Null | Null | Null | Null | Null
0.1398 | 5 | 0.115 | 16.5 | 0.8 | Null | Null | Null | Null | Null | Null | Null | Null | Null
0.1398 | 5 | 0.115 | 16.5 | 0.9 | Null | Null | Null | Null | Null | Null | Null | Null | Null
0.1398 | 5 | 0.115 | 16.5 | 1 | Null | Null | Null | Null | Null | Null | Null | Null | Null
0.1398 | 5 | 0.115 | 17 | 0.15 | Null | Null | Null | Null | Null | Null | Null | Null | Null
0.1398 | 5 | 0.115 | 17 | 0.2 | Null | Null | Null | Null | Null | Null | Null | Null | Null
0.1398 | 5 | 0.115 | 17 | 0.3 | Null | Null | Null | Null | Null | Null | Null | Null | Null
0.1398 | 5 | 0.115 | 17 | 0.4 | Null | Null | Null | Null | Null | Null | Null | Null | Null
0.1398 | 5 | 0.115 | 17 | 0.5 | Null | Null | Null | Null | Null | Null | Null | Null | Null
0.1398 | 5 | 0.115 | 17 | 0.6 | Null | Null | Null | Null | Null | Null | Null | Null | Null
0.1398 | 5 | 0.115 | 17 | 0.7 | Null | Null | Null | Null | Null | Null | Null | Null | Null
0.1398 | 5 | 0.115 | 17 | 0.8 | Null | Null | Null | Null | Null | Null | Null | Null | Null
0.1398 | 5 | 0.115 | 17 | 0.9 | Null | Null | Null | Null | Null | Null | Null | Null | Null
0.1398 | 5 | 0.115 | 17 | 1 | Null | Null | Null | Null | Null | Null | Null | Null | Null
0.1398 | 5 | 0.115 | 17.5 | 0.15 | Null | Null | Null | Null | Null | Null | Null | Null | Null
0.1398 | 5 | 0.115 | 17.5 | 0.2 | Null | Null | Null | Null | Null | Null | Null | Null | Null
0.1398 | 5 | 0.115 | 17.5 | 0.3 | Null | Null | Null | Null | Null | Null | Null | Null | Null
0.1398 | 5 | 0.115 | 17.5 | 0.4 | Null | Null | Null | Null | Null | Null | Null | Null | Null
0.1398 | 5 | 0.115 | 17.5 | 0.5 | Null | Null | Null | Null | Null | Null | Null | Null | Null
0.1398 | 5 | 0.115 | 17.5 | 0.6 | Null | Null | Null | Null | Null | Null | Null | Null | Null
0.1398 | 5 | 0.115 | 17.5 | 0.7 | Null | Null | Null | Null | Null | Null | Null | Null | Null
0.1398 | 5 | 0.115 | 17.5 | 0.8 | Null | Null | Null | Null | Null | Null | Null | Null | Null
0.1398 | 5 | 0.115 | 17.5 | 0.9 | Null | Null | Null | Null | Null | Null | Null | Null | Null
0.1398 | 5 | 0.115 | 17.5 | 1 | Null | Null | Null | Null | Null | Null | Null | Null | Null
0.1398 | 5 | 0.115 | 18 | 0.15 | Null | Null | Null | Null | Null | Null | Null | Null | Null
0.1398 | 5 | 0.115 | 18 | 0.2 | Null | Null | Null | Null | Null | Null | Null | Null | Null
0.1398 | 5 | 0.115 | 18 | 0.3 | Null | Null | Null | Null | Null | Null | Null | Null | Null
0.1398 | 5 | 0.115 | 18 | 0.4 | Null | Null | Null | Null | Null | Null | Null | Null | Null
0.1398 | 5 | 0.115 | 18 | 0.5 | Null | Null | Null | Null | Null | Null | Null | Null | Null
0.1398 | 5 | 0.115 | 18 | 0.6 | Null | Null | Null | Null | Null | Null | Null | Null | Null
0.1398 | 5 | 0.115 | 18 | 0.7 | Null | Null | Null | Null | Null | Null | Null | Null | Null
0.1398 | 5 | 0.115 | 18 | 0.8 | Null | Null | Null | Null | Null | Null | Null | Null | Null
0.1398 | 5 | 0.115 | 18 | 0.9 | Null | Null | Null | Null | Null | Null | Null | Null | Null
0.1398 | 5 | 0.115 | 18 | 1 | Null | Null | Null | Null | Null | Null | Null | Null | Null
0.1398 | 5 | 0.115 | 21 | 0.15 | Null | Null | Null | Null | Null | Null | Null | Null | Null
0.1398 | 5 | 0.115 | 21 | 0.2 | Null | Null | Null | Null | Null | Null | Null | Null | Null
0.1398 | 5 | 0.115 | 21 | 0.3 | Null | Null | Null | Null | Null | Null | Null | Null | Null
0.1398 | 5 | 0.115 | 21 | 0.4 | Null | Null | Null | Null | Null | Null | Null | Null | Null
0.1398 | 5 | 0.115 | 21 | 0.5 | Null | Null | Null | Null | Null | Null | Null | Null | Null
0.1398 | 5 | 0.115 | 21 | 0.6 | Null | Null | Null | Null | Null | Null | Null | Null | Null
0.1398 | 5 | 0.115 | 21 | 0.7 | Null | Null | Null | Null | Null | Null | Null | Null | Null
0.1398 | 5 | 0.115 | 21 | 0.8 | Null | Null | Null | Null | Null | Null | Null | Null | Null
0.1398 | 5 | 0.115 | 21 | 0.9 | Null | Null | Null | Null | Null | Null | Null | Null | Null
0.1398 | 5 | 0.115 | 21 | 1 | Null | Null | Null | Null | Null | Null | Null | Null | Null
0.1398 | 5 | 0.115 | 24 | 0.15 | Null | Null | Null | Null | Null | Null | Null | Null | Null
0.1398 | 5 | 0.115 | 24 | 0.2 | Null | Null | Null | Null | Null | Null | Null | Null | Null
0.1398 | 5 | 0.115 | 24 | 0.3 | Null | Null | Null | Null | Null | Null | Null | Null | Null
0.1398 | 5 | 0.115 | 24 | 0.4 | Null | Null | Null | Null | Null | Null | Null | Null | Null
0.1398 | 5 | 0.115 | 24 | 0.5 | Null | Null | Null | Null | Null | Null | Null | Null | Null
0.1398 | 5 | 0.115 | 24 | 0.6 | Null | Null | Null | Null | Null | Null | Null | Null | Null
0.1398 | 5 | 0.115 | 24 | 0.7 | Null | Null | Null | Null | Null | Null | Null | Null | Null
0.1398 | 5 | 0.115 | 24 | 0.8 | Null | Null | Null | Null | Null | Null | Null | Null | Null
0.1398 | 5 | 0.115 | 24 | 0.9 | Null | Null | Null | Null | Null | Null | Null | Null | Null
0.1398 | 5 | 0.115 | 24 | 1 | Null | Null | Null | Null | Null | Null | Null | Null | Null
0.1398 | 5 | 0.115 | 27 | 0.15 | Null | Null | Null | Null | Null | Null | Null | Null | Null
0.1398 | 5 | 0.115 | 27 | 0.2 | Null | Null | Null | Null | Null | Null | Null | Null | Null
0.1398 | 5 | 0.115 | 27 | 0.3 | Null | Null | Null | Null | Null | Null | Null | Null | Null
0.1398 | 5 | 0.115 | 27 | 0.4 | Null | Null | Null | Null | Null | Null | Null | Null | Null
0.1398 | 5 | 0.115 | 27 | 0.5 | Null | Null | Null | Null | Null | Null | Null | Null | Null
0.1398 | 5 | 0.115 | 27 | 0.6 | Null | Null | Null | Null | Null | Null | Null | Null | Null
0.1398 | 5 | 0.115 | 27 | 0.7 | Null | Null | Null | Null | Null | Null | Null | Null | Null
0.1398 | 5 | 0.115 | 27 | 0.8 | Null | Null | Null | Null | Null | Null | Null | Null | Null
0.1398 | 5 | 0.115 | 27 | 0.9 | Null | Null | Null | Null | Null | Null | Null | Null | Null
0.1398 | 5 | 0.115 | 27 | 1 | Null | Null | Null | Null | Null | Null | Null | Null | Null
0.1398 | 5 | 0.115 | 30 | 0.15 | Null | Null | Null | Null | Null | Null | Null | Null | Null
0.1398 | 5 | 0.115 | 30 | 0.2 | Null | Null | Null | Null | Null | Null | Null | Null | Null
0.1398 | 5 | 0.115 | 30 | 0.3 | Null | Null | Null | Null | Null | Null | Null | Null | Null
0.1398 | 5 | 0.115 | 30 | 0.4 | Null | Null | Null | Null | Null | Null | Null | Null | Null
0.1398 | 5 | 0.115 | 30 | 0.5 | Null | Null | Null | Null | Null | Null | Null | Null | Null
0.1398 | 5 | 0.115 | 30 | 0.6 | Null | Null | Null | Null | Null | Null | Null | Null | Null
0.1398 | 5 | 0.115 | 30 | 0.7 | Null | Null | Null | Null | Null | Null | Null | Null | Null
0.1398 | 5 | 0.115 | 30 | 0.8 | Null | Null | Null | Null | Null | Null | Null | Null | Null
0.1398 | 5 | 0.115 | 30 | 0.9 | Null | Null | Null | Null | Null | Null | Null | Null | Null
0.1398 | 5 | 0.115 | 30 | 1 | Null | Null | Null | Null | Null | Null | Null | Null | Null
0.1398 | 7 | 0.00115 | 10.5 | 0.15 | Null | Null | Null | Null | Null | Null | Null | Null | Null
0.1398 | 7 | 0.00115 | 10.5 | 0.2 | Null | Null | Null | Null | Null | Null | Null | Null | Null
0.1398 | 7 | 0.00115 | 10.5 | 0.3 | Null | Null | Null | Null | Null | Null | Null | Null | Null
0.1398 | 7 | 0.00115 | 10.5 | 0.4 | Null | Null | Null | Null | Null | Null | Null | Null | Null
0.1398 | 7 | 0.00115 | 10.5 | 0.5 | Null | Null | Null | Null | Null | Null | Null | Null | Null
0.1398 | 7 | 0.00115 | 10.5 | 0.6 | Null | Null | Null | Null | Null | Null | Null | Null | Null
0.1398 | 7 | 0.00115 | 10.5 | 0.7 | Null | Null | Null | Null | Null | Null | Null | Null | Null
0.1398 | 7 | 0.00115 | 10.5 | 0.8 | Null | Null | Null | Null | Null | Null | Null | Null | Null
0.1398 | 7 | 0.00115 | 10.5 | 0.9 | Null | Null | Null | Null | Null | Null | Null | Null | Null
0.1398 | 7 | 0.00115 | 10.5 | 1 | Null | Null | Null | Null | Null | Null | Null | Null | Null
0.1398 | 7 | 0.00115 | 11 | 0.15 | Null | Null | Null | Null | Null | Null | Null | Null | Null
0.1398 | 7 | 0.00115 | 11 | 0.2 | Null | Null | Null | Null | Null | Null | Null | Null | Null
0.1398 | 7 | 0.00115 | 11 | 0.3 | Null | Null | Null | Null | Null | Null | Null | Null | Null
0.1398 | 7 | 0.00115 | 11 | 0.4 | Null | Null | Null | Null | Null | Null | Null | Null | Null
0.1398 | 7 | 0.00115 | 11 | 0.5 | Null | Null | Null | Null | Null | Null | Null | Null | Null
0.1398 | 7 | 0.00115 | 11 | 0.6 | Null | Null | Null | Null | Null | Null | Null | Null | Null
0.1398 | 7 | 0.00115 | 11 | 0.7 | Null | Null | Null | Null | Null | Null | Null | Null | Null
0.1398 | 7 | 0.00115 | 11 | 0.8 | Null | Null | Null | Null | Null | Null | Null | Null | Null
0.1398 | 7 | 0.00115 | 11 | 0.9 | Null | Null | Null | Null | Null | Null | Null | Null | Null
0.1398 | 7 | 0.00115 | 11 | 1 | Null | Null | Null | Null | Null | Null | Null | Null | Null
0.1398 | 7 | 0.00115 | 11.5 | 0.15 | Null | Null | Null | Null | Null | Null | Null | Null | Null
0.1398 | 7 | 0.00115 | 11.5 | 0.2 | Null | Null | Null | Null | Null | Null | Null | Null | Null
0.1398 | 7 | 0.00115 | 11.5 | 0.3 | Null | Null | Null | Null | Null | Null | Null | Null | Null
0.1398 | 7 | 0.00115 | 11.5 | 0.4 | Null | Null | Null | Null | Null | Null | Null | Null | Null
0.1398 | 7 | 0.00115 | 11.5 | 0.5 | Null | Null | Null | Null | Null | Null | Null | Null | Null
0.1398 | 7 | 0.00115 | 11.5 | 0.6 | Null | Null | Null | Null | Null | Null | Null | Null | Null
0.1398 | 7 | 0.00115 | 11.5 | 0.7 | Null | Null | Null | Null | Null | Null | Null | Null | Null
0.1398 | 7 | 0.00115 | 11.5 | 0.8 | Null | Null | Null | Null | Null | Null | Null | Null | Null
0.1398 | 7 | 0.00115 | 11.5 | 0.9 | Null | Null | Null | Null | Null | Null | Null | Null | Null
0.1398 | 7 | 0.00115 | 11.5 | 1 | Null | Null | Null | Null | Null | Null | Null | Null | Null
0.1398 | 7 | 0.00115 | 12 | 0.15 | Null | Null | Null | Null | Null | Null | Null | Null | Null
0.1398 | 7 | 0.00115 | 12 | 0.2 | Null | Null | Null | Null | Null | Null | Null | Null | Null
0.1398 | 7 | 0.00115 | 12 | 0.3 | Null | Null | Null | Null | Null | Null | Null | Null | Null
0.1398 | 7 | 0.00115 | 12 | 0.4 | Null | Null | Null | Null | Null | Null | Null | Null | Null
0.1398 | 7 | 0.00115 | 12 | 0.5 | Null | Null | Null | Null | Null | Null | Null | Null | Null
0.1398 | 7 | 0.00115 | 12 | 0.6 | Null | Null | Null | Null | Null | Null | Null | Null | Null
0.1398 | 7 | 0.00115 | 12 | 0.7 | Null | Null | Null | Null | Null | Null | Null | Null | Null
0.1398 | 7 | 0.00115 | 12 | 0.8 | Null | Null | Null | Null | Null | Null | Null | Null | Null
0.1398 | 7 | 0.00115 | 12 | 0.9 | Null | Null | Null | Null | Null | Null | Null | Null | Null
0.1398 | 7 | 0.00115 | 12 | 1 | Null | Null | Null | Null | Null | Null | Null | Null | Null
0.1398 | 7 | 0.00115 | 12.5 | 0.15 | Null | Null | Null | Null | Null | Null | Null | Null | Null
0.1398 | 7 | 0.00115 | 12.5 | 0.2 | Null | Null | Null | Null | Null | Null | Null | Null | Null
0.1398 | 7 | 0.00115 | 12.5 | 0.3 | Null | Null | Null | Null | Null | Null | Null | Null | Null
0.1398 | 7 | 0.00115 | 12.5 | 0.4 | Null | Null | Null | Null | Null | Null | Null | Null | Null
0.1398 | 7 | 0.00115 | 12.5 | 0.5 | Null | Null | Null | Null | Null | Null | Null | Null | Null
0.1398 | 7 | 0.00115 | 12.5 | 0.6 | Null | Null | Null | Null | Null | Null | Null | Null | Null
0.1398 | 7 | 0.00115 | 12.5 | 0.7 | Null | Null | Null | Null | Null | Null | Null | Null | Null
0.1398 | 7 | 0.00115 | 12.5 | 0.8 | Null | Null | Null | Null | Null | Null | Null | Null | Null
0.1398 | 7 | 0.00115 | 12.5 | 0.9 | Null | Null | Null | Null | Null | Null | Null | Null | Null
0.1398 | 7 | 0.00115 | 12.5 | 1 | Null | Null | Null | Null | Null | Null | Null | Null | Null
0.1398 | 7 | 0.00115 | 13 | 0.15 | Null | Null | Null | Null | Null | Null | Null | Null | Null
0.1398 | 7 | 0.00115 | 13 | 0.2 | Null | Null | Null | Null | Null | Null | Null | Null | Null
0.1398 | 7 | 0.00115 | 13 | 0.3 | Null | Null | Null | Null | Null | Null | Null | Null | Null
0.1398 | 7 | 0.00115 | 13 | 0.4 | Null | Null | Null | Null | Null | Null | Null | Null | Null
0.1398 | 7 | 0.00115 | 13 | 0.5 | Null | Null | Null | Null | Null | Null | Null | Null | Null
0.1398 | 7 | 0.00115 | 13 | 0.6 | Null | Null | Null | Null | Null | Null | Null | Null | Null
0.1398 | 7 | 0.00115 | 13 | 0.7 | Null | Null | Null | Null | Null | Null | Null | Null | Null
0.1398 | 7 | 0.00115 | 13 | 0.8 | Null | Null | Null | Null | Null | Null | Null | Null | Null
0.1398 | 7 | 0.00115 | 13 | 0.9 | Null | Null | Null | Null | Null | Null | Null | Null | Null
0.1398 | 7 | 0.00115 | 13 | 1 | Null | Null | Null | Null | Null | Null | Null | Null | Null
0.1398 | 7 | 0.00115 | 13.5 | 0.15 | Null | Null | Null | Null | Null | Null | Null | Null | Null
0.1398 | 7 | 0.00115 | 13.5 | 0.2 | Null | Null | Null | Null | Null | Null | Null | Null | Null
0.1398 | 7 | 0.00115 | 13.5 | 0.3 | Null | Null | Null | Null | Null | Null | Null | Null | Null
0.1398 | 7 | 0.00115 | 13.5 | 0.4 | Null | Null | Null | Null | Null | Null | Null | Null | Null
0.1398 | 7 | 0.00115 | 13.5 | 0.5 | Null | Null | Null | Null | Null | Null | Null | Null | Null
0.1398 | 7 | 0.00115 | 13.5 | 0.6 | Null | Null | Null | Null | Null | Null | Null | Null | Null
0.1398 | 7 | 0.00115 | 13.5 | 0.7 | Null | Null | Null | Null | Null | Null | Null | Null | Null
0.1398 | 7 | 0.00115 | 13.5 | 0.8 | Null | Null | Null | Null | Null | Null | Null | Null | Null
0.1398 | 7 | 0.00115 | 13.5 | 0.9 | Null | Null | Null | Null | Null | Null | Null | Null | Null
0.1398 | 7 | 0.00115 | 13.5 | 1 | Null | Null | Null | Null | Null | Null | Null | Null | Null
0.1398 | 7 | 0.00115 | 14 | 0.15 | Null | Null | Null | Null | Null | Null | Null | Null | Null
0.1398 | 7 | 0.00115 | 14 | 0.2 | Null | Null | Null | Null | Null | Null | Null | Null | Null
0.1398 | 7 | 0.00115 | 14 | 0.3 | Null | Null | Null | Null | Null | Null | Null | Null | Null
0.1398 | 7 | 0.00115 | 14 | 0.4 | Null | Null | Null | Null | Null | Null | Null | Null | Null
0.1398 | 7 | 0.00115 | 14 | 0.5 | Null | Null | Null | Null | Null | Null | Null | Null | Null
0.1398 | 7 | 0.00115 | 14 | 0.6 | Null | Null | Null | Null | Null | Null | Null | Null | Null
0.1398 | 7 | 0.00115 | 14 | 0.7 | Null | Null | Null | Null | Null | Null | Null | Null | Null
0.1398 | 7 | 0.00115 | 14 | 0.8 | Null | Null | Null | Null | Null | Null | Null | Null | Null
0.1398 | 7 | 0.00115 | 14 | 0.9 | Null | Null | Null | Null | Null | Null | Null | Null | Null
0.1398 | 7 | 0.00115 | 14 | 1 | Null | Null | Null | Null | Null | Null | Null | Null | Null
0.1398 | 7 | 0.00115 | 14.5 | 0.15 | Null | Null | Null | Null | Null | Null | Null | Null | Null
0.1398 | 7 | 0.00115 | 14.5 | 0.2 | Null | Null | Null | Null | Null | Null | Null | Null | Null
0.1398 | 7 | 0.00115 | 14.5 | 0.3 | Null | Null | Null | Null | Null | Null | Null | Null | Null
0.1398 | 7 | 0.00115 | 14.5 | 0.4 | Null | Null | Null | Null | Null | Null | Null | Null | Null
0.1398 | 7 | 0.00115 | 14.5 | 0.5 | Null | Null | Null | Null | Null | Null | Null | Null | Null
0.1398 | 7 | 0.00115 | 14.5 | 0.6 | Null | Null | Null | Null | Null | Null | Null | Null | Null
0.1398 | 7 | 0.00115 | 14.5 | 0.7 | Null | Null | Null | Null | Null | Null | Null | Null | Null
0.1398 | 7 | 0.00115 | 14.5 | 0.8 | Null | Null | Null | Null | Null | Null | Null | Null | Null
0.1398 | 7 | 0.00115 | 14.5 | 0.9 | Null | Null | Null | Null | Null | Null | Null | Null | Null
0.1398 | 7 | 0.00115 | 14.5 | 1 | Null | Null | Null | Null | Null | Null | Null | Null | Null
0.1398 | 7 | 0.00115 | 15 | 0.15 | Null | Null | Null | Null | Null | Null | Null | Null | Null
0.1398 | 7 | 0.00115 | 15 | 0.2 | Null | Null | Null | Null | Null | Null | Null | Null | Null
0.1398 | 7 | 0.00115 | 15 | 0.3 | Null | Null | Null | Null | Null | Null | Null | Null | Null
0.1398 | 7 | 0.00115 | 15 | 0.4 | Null | Null | Null | Null | Null | Null | Null | Null | Null
0.1398 | 7 | 0.00115 | 15 | 0.5 | Null | Null | Null | Null | Null | Null | Null | Null | Null
0.1398 | 7 | 0.00115 | 15 | 0.6 | Null | Null | Null | Null | Null | Null | Null | Null | Null
0.1398 | 7 | 0.00115 | 15 | 0.7 | Null | Null | Null | Null | Null | Null | Null | Null | Null
0.1398 | 7 | 0.00115 | 15 | 0.8 | Null | Null | Null | Null | Null | Null | Null | Null | Null
0.1398 | 7 | 0.00115 | 15 | 0.9 | Null | Null | Null | Null | Null | Null | Null | Null | Null
0.1398 | 7 | 0.00115 | 15 | 1 | Null | Null | Null | Null | Null | Null | Null | Null | Null
0.1398 | 7 | 0.00115 | 15.5 | 0.15 | Null | Null | Null | Null | Null | Null | Null | Null | Null
0.1398 | 7 | 0.00115 | 15.5 | 0.2 | Null | Null | Null | Null | Null | Null | Null | Null | Null
0.1398 | 7 | 0.00115 | 15.5 | 0.3 | Null | Null | Null | Null | Null | Null | Null | Null | Null
0.1398 | 7 | 0.00115 | 15.5 | 0.4 | Null | Null | Null | Null | Null | Null | Null | Null | Null
0.1398 | 7 | 0.00115 | 15.5 | 0.5 | Null | Null | Null | Null | Null | Null | Null | Null | Null
0.1398 | 7 | 0.00115 | 15.5 | 0.6 | Null | Null | Null | Null | Null | Null | Null | Null | Null
0.1398 | 7 | 0.00115 | 15.5 | 0.7 | Null | Null | Null | Null | Null | Null | Null | Null | Null
0.1398 | 7 | 0.00115 | 15.5 | 0.8 | Null | Null | Null | Null | Null | Null | Null | Null | Null
0.1398 | 7 | 0.00115 | 15.5 | 0.9 | Null | Null | Null | Null | Null | Null | Null | Null | Null
0.1398 | 7 | 0.00115 | 15.5 | 1 | Null | Null | Null | Null | Null | Null | Null | Null | Null
0.1398 | 7 | 0.00115 | 16 | 0.15 | Null | Null | Null | Null | Null | Null | Null | Null | Null
0.1398 | 7 | 0.00115 | 16 | 0.2 | Null | Null | Null | Null | Null | Null | Null | Null | Null
0.1398 | 7 | 0.00115 | 16 | 0.3 | Null | Null | Null | Null | Null | Null | Null | Null | Null
0.1398 | 7 | 0.00115 | 16 | 0.4 | Null | Null | Null | Null | Null | Null | Null | Null | Null
0.1398 | 7 | 0.00115 | 16 | 0.5 | Null | Null | Null | Null | Null | Null | Null | Null | Null
0.1398 | 7 | 0.00115 | 16 | 0.6 | Null | Null | Null | Null | Null | Null | Null | Null | Null
0.1398 | 7 | 0.00115 | 16 | 0.7 | Null | Null | Null | Null | Null | Null | Null | Null | Null
0.1398 | 7 | 0.00115 | 16 | 0.8 | Null | Null | Null | Null | Null | Null | Null | Null | Null
0.1398 | 7 | 0.00115 | 16 | 0.9 | Null | Null | Null | Null | Null | Null | Null | Null | Null
0.1398 | 7 | 0.00115 | 16 | 1 | Null | Null | Null | Null | Null | Null | Null | Null | Null
0.1398 | 7 | 0.00115 | 16.5 | 0.15 | Null | Null | Null | Null | Null | Null | Null | Null | Null
0.1398 | 7 | 0.00115 | 16.5 | 0.2 | Null | Null | Null | Null | Null | Null | Null | Null | Null
0.1398 | 7 | 0.00115 | 16.5 | 0.3 | Null | Null | Null | Null | Null | Null | Null | Null | Null
0.1398 | 7 | 0.00115 | 16.5 | 0.4 | Null | Null | Null | Null | Null | Null | Null | Null | Null
0.1398 | 7 | 0.00115 | 16.5 | 0.5 | Null | Null | Null | Null | Null | Null | Null | Null | Null
0.1398 | 7 | 0.00115 | 16.5 | 0.6 | Null | Null | Null | Null | Null | Null | Null | Null | Null
0.1398 | 7 | 0.00115 | 16.5 | 0.7 | Null | Null | Null | Null | Null | Null | Null | Null | Null
0.1398 | 7 | 0.00115 | 16.5 | 0.8 | Null | Null | Null | Null | Null | Null | Null | Null | Null
0.1398 | 7 | 0.00115 | 16.5 | 0.9 | Null | Null | Null | Null | Null | Null | Null | Null | Null
0.1398 | 7 | 0.00115 | 16.5 | 1 | Null | Null | Null | Null | Null | Null | Null | Null | Null
0.1398 | 7 | 0.00115 | 17 | 0.15 | Null | Null | Null | Null | Null | Null | Null | Null | Null
0.1398 | 7 | 0.00115 | 17 | 0.2 | Null | Null | Null | Null | Null | Null | Null | Null | Null
0.1398 | 7 | 0.00115 | 17 | 0.3 | Null | Null | Null | Null | Null | Null | Null | Null | Null
0.1398 | 7 | 0.00115 | 17 | 0.4 | Null | Null | Null | Null | Null | Null | Null | Null | Null
0.1398 | 7 | 0.00115 | 17 | 0.5 | Null | Null | Null | Null | Null | Null | Null | Null | Null
0.1398 | 7 | 0.00115 | 17 | 0.6 | Null | Null | Null | Null | Null | Null | Null | Null | Null
0.1398 | 7 | 0.00115 | 17 | 0.7 | Null | Null | Null | Null | Null | Null | Null | Null | Null
0.1398 | 7 | 0.00115 | 17 | 0.8 | Null | Null | Null | Null | Null | Null | Null | Null | Null
0.1398 | 7 | 0.00115 | 17 | 0.9 | Null | Null | Null | Null | Null | Null | Null | Null | Null
0.1398 | 7 | 0.00115 | 17 | 1 | Null | Null | Null | Null | Null | Null | Null | Null | Null
0.1398 | 7 | 0.00115 | 17.5 | 0.15 | Null | Null | Null | Null | Null | Null | Null | Null | Null
0.1398 | 7 | 0.00115 | 17.5 | 0.2 | Null | Null | Null | Null | Null | Null | Null | Null | Null
0.1398 | 7 | 0.00115 | 17.5 | 0.3 | Null | Null | Null | Null | Null | Null | Null | Null | Null
0.1398 | 7 | 0.00115 | 17.5 | 0.4 | Null | Null | Null | Null | Null | Null | Null | Null | Null
0.1398 | 7 | 0.00115 | 17.5 | 0.5 | Null | Null | Null | Null | Null | Null | Null | Null | Null
0.1398 | 7 | 0.00115 | 17.5 | 0.6 | Null | Null | Null | Null | Null | Null | Null | Null | Null
0.1398 | 7 | 0.00115 | 17.5 | 0.7 | Null | Null | Null | Null | Null | Null | Null | Null | Null
0.1398 | 7 | 0.00115 | 17.5 | 0.8 | Null | Null | Null | Null | Null | Null | Null | Null | Null
0.1398 | 7 | 0.00115 | 17.5 | 0.9 | Null | Null | Null | Null | Null | Null | Null | Null | Null
0.1398 | 7 | 0.00115 | 17.5 | 1 | Null | Null | Null | Null | Null | Null | Null | Null | Null
0.1398 | 7 | 0.00115 | 18 | 0.15 | Null | Null | Null | Null | Null | Null | Null | Null | Null
0.1398 | 7 | 0.00115 | 18 | 0.2 | Null | Null | Null | Null | Null | Null | Null | Null | Null
0.1398 | 7 | 0.00115 | 18 | 0.3 | Null | Null | Null | Null | Null | Null | Null | Null | Null
0.1398 | 7 | 0.00115 | 18 | 0.4 | Null | Null | Null | Null | Null | Null | Null | Null | Null
0.1398 | 7 | 0.00115 | 18 | 0.5 | Null | Null | Null | Null | Null | Null | Null | Null | Null
0.1398 | 7 | 0.00115 | 18 | 0.6 | Null | Null | Null | Null | Null | Null | Null | Null | Null
0.1398 | 7 | 0.00115 | 18 | 0.7 | Null | Null | Null | Null | Null | Null | Null | Null | Null
0.1398 | 7 | 0.00115 | 18 | 0.8 | Null | Null | Null | Null | Null | Null | Null | Null | Null
0.1398 | 7 | 0.00115 | 18 | 0.9 | Null | Null | Null | Null | Null | Null | Null | Null | Null
0.1398 | 7 | 0.00115 | 18 | 1 | Null | Null | Null | Null | Null | Null | Null | Null | Null
0.1398 | 7 | 0.00115 | 21 | 0.15 | Null | Null | Null | Null | Null | Null | Null | Null | Null
0.1398 | 7 | 0.00115 | 21 | 0.2 | Null | Null | Null | Null | Null | Null | Null | Null | Null
0.1398 | 7 | 0.00115 | 21 | 0.3 | Null | Null | Null | Null | Null | Null | Null | Null | Null
0.1398 | 7 | 0.00115 | 21 | 0.4 | Null | Null | Null | Null | Null | Null | Null | Null | Null
0.1398 | 7 | 0.00115 | 21 | 0.5 | Null | Null | Null | Null | Null | Null | Null | Null | Null
0.1398 | 7 | 0.00115 | 21 | 0.6 | Null | Null | Null | Null | Null | Null | Null | Null | Null
0.1398 | 7 | 0.00115 | 21 | 0.7 | Null | Null | Null | Null | Null | Null | Null | Null | Null
0.1398 | 7 | 0.00115 | 21 | 0.8 | Null | Null | Null | Null | Null | Null | Null | Null | Null
0.1398 | 7 | 0.00115 | 21 | 0.9 | Null | Null | Null | Null | Null | Null | Null | Null | Null
0.1398 | 7 | 0.00115 | 21 | 1 | Null | Null | Null | Null | Null | Null | Null | Null | Null
0.1398 | 7 | 0.00115 | 24 | 0.15 | Null | Null | Null | Null | Null | Null | Null | Null | Null
0.1398 | 7 | 0.00115 | 24 | 0.2 | Null | Null | Null | Null | Null | Null | Null | Null | Null
0.1398 | 7 | 0.00115 | 24 | 0.3 | Null | Null | Null | Null | Null | Null | Null | Null | Null
0.1398 | 7 | 0.00115 | 24 | 0.4 | Null | Null | Null | Null | Null | Null | Null | Null | Null
0.1398 | 7 | 0.00115 | 24 | 0.5 | Null | Null | Null | Null | Null | Null | Null | Null | Null
0.1398 | 7 | 0.00115 | 24 | 0.6 | Null | Null | Null | Null | Null | Null | Null | Null | Null
0.1398 | 7 | 0.00115 | 24 | 0.7 | Null | Null | Null | Null | Null | Null | Null | Null | Null
0.1398 | 7 | 0.00115 | 24 | 0.8 | Null | Null | Null | Null | Null | Null | Null | Null | Null
0.1398 | 7 | 0.00115 | 24 | 0.9 | Null | Null | Null | Null | Null | Null | Null | Null | Null
0.1398 | 7 | 0.00115 | 24 | 1 | Null | Null | Null | Null | Null | Null | Null | Null | Null
0.1398 | 7 | 0.00115 | 27 | 0.15 | Null | Null | Null | Null | Null | Null | Null | Null | Null
0.1398 | 7 | 0.00115 | 27 | 0.2 | Null | Null | Null | Null | Null | Null | Null | Null | Null
0.1398 | 7 | 0.00115 | 27 | 0.3 | Null | Null | Null | Null | Null | Null | Null | Null | Null
0.1398 | 7 | 0.00115 | 27 | 0.4 | Null | Null | Null | Null | Null | Null | Null | Null | Null
0.1398 | 7 | 0.00115 | 27 | 0.5 | Null | Null | Null | Null | Null | Null | Null | Null | Null
0.1398 | 7 | 0.00115 | 27 | 0.6 | Null | Null | Null | Null | Null | Null | Null | Null | Null
0.1398 | 7 | 0.00115 | 27 | 0.7 | Null | Null | Null | Null | Null | Null | Null | Null | Null
0.1398 | 7 | 0.00115 | 27 | 0.8 | Null | Null | Null | Null | Null | Null | Null | Null | Null
0.1398 | 7 | 0.00115 | 27 | 0.9 | Null | Null | Null | Null | Null | Null | Null | Null | Null
0.1398 | 7 | 0.00115 | 27 | 1 | Null | Null | Null | Null | Null | Null | Null | Null | Null
0.1398 | 7 | 0.00115 | 30 | 0.15 | Null | Null | Null | Null | Null | Null | Null | Null | Null
0.1398 | 7 | 0.00115 | 30 | 0.2 | Null | Null | Null | Null | Null | Null | Null | Null | Null
0.1398 | 7 | 0.00115 | 30 | 0.3 | Null | Null | Null | Null | Null | Null | Null | Null | Null
0.1398 | 7 | 0.00115 | 30 | 0.4 | Null | Null | Null | Null | Null | Null | Null | Null | Null
0.1398 | 7 | 0.00115 | 30 | 0.5 | Null | Null | Null | Null | Null | Null | Null | Null | Null
0.1398 | 7 | 0.00115 | 30 | 0.6 | Null | Null | Null | Null | Null | Null | Null | Null | Null
0.1398 | 7 | 0.00115 | 30 | 0.7 | Null | Null | Null | Null | Null | Null | Null | Null | Null
0.1398 | 7 | 0.00115 | 30 | 0.8 | Null | Null | Null | Null | Null | Null | Null | Null | Null
0.1398 | 7 | 0.00115 | 30 | 0.9 | Null | Null | Null | Null | Null | Null | Null | Null | Null
0.1398 | 7 | 0.00115 | 30 | 1 | Null | Null | Null | Null | Null | Null | Null | Null | Null
0.1398 | 7 | 0.077 | 10.5 | 0.15 | Null | Null | Null | Null | Null | Null | Null | Null | Null
0.1398 | 7 | 0.077 | 10.5 | 0.2 | Null | Null | Null | Null | Null | Null | Null | Null | Null
0.1398 | 7 | 0.077 | 10.5 | 0.3 | Null | Null | Null | Null | Null | Null | Null | Null | Null
0.1398 | 7 | 0.077 | 10.5 | 0.4 | Null | Null | Null | Null | Null | Null | Null | Null | Null
0.1398 | 7 | 0.077 | 10.5 | 0.5 | Null | Null | Null | Null | Null | Null | Null | Null | Null
0.1398 | 7 | 0.077 | 10.5 | 0.6 | Null | Null | Null | Null | Null | Null | Null | Null | Null
0.1398 | 7 | 0.077 | 10.5 | 0.7 | Null | Null | Null | Null | Null | Null | Null | Null | Null
0.1398 | 7 | 0.077 | 10.5 | 0.8 | Null | Null | Null | Null | Null | Null | Null | Null | Null
0.1398 | 7 | 0.077 | 10.5 | 0.9 | Null | Null | Null | Null | Null | Null | Null | Null | Null
0.1398 | 7 | 0.077 | 10.5 | 1 | Null | Null | Null | Null | Null | Null | Null | Null | Null
0.1398 | 7 | 0.077 | 11 | 0.15 | Null | Null | Null | Null | Null | Null | Null | Null | Null
0.1398 | 7 | 0.077 | 11 | 0.2 | Null | Null | Null | Null | Null | Null | Null | Null | Null
0.1398 | 7 | 0.077 | 11 | 0.3 | Null | Null | Null | Null | Null | Null | Null | Null | Null
0.1398 | 7 | 0.077 | 11 | 0.4 | Null | Null | Null | Null | Null | Null | Null | Null | Null
0.1398 | 7 | 0.077 | 11 | 0.5 | Null | Null | Null | Null | Null | Null | Null | Null | Null
0.1398 | 7 | 0.077 | 11 | 0.6 | Null | Null | Null | Null | Null | Null | Null | Null | Null
0.1398 | 7 | 0.077 | 11 | 0.7 | Null | Null | Null | Null | Null | Null | Null | Null | Null
0.1398 | 7 | 0.077 | 11 | 0.8 | Null | Null | Null | Null | Null | Null | Null | Null | Null
0.1398 | 7 | 0.077 | 11 | 0.9 | Null | Null | Null | Null | Null | Null | Null | Null | Null
0.1398 | 7 | 0.077 | 11 | 1 | Null | Null | Null | Null | Null | Null | Null | Null | Null
0.1398 | 7 | 0.077 | 11.5 | 0.15 | Null | Null | Null | Null | Null | Null | Null | Null | Null
0.1398 | 7 | 0.077 | 11.5 | 0.2 | Null | Null | Null | Null | Null | Null | Null | Null | Null
0.1398 | 7 | 0.077 | 11.5 | 0.3 | Null | Null | Null | Null | Null | Null | Null | Null | Null
0.1398 | 7 | 0.077 | 11.5 | 0.4 | Null | Null | Null | Null | Null | Null | Null | Null | Null
0.1398 | 7 | 0.077 | 11.5 | 0.5 | Null | Null | Null | Null | Null | Null | Null | Null | Null
0.1398 | 7 | 0.077 | 11.5 | 0.6 | Null | Null | Null | Null | Null | Null | Null | Null | Null
0.1398 | 7 | 0.077 | 11.5 | 0.7 | Null | Null | Null | Null | Null | Null | Null | Null | Null
0.1398 | 7 | 0.077 | 11.5 | 0.8 | Null | Null | Null | Null | Null | Null | Null | Null | Null
0.1398 | 7 | 0.077 | 11.5 | 0.9 | Null | Null | Null | Null | Null | Null | Null | Null | Null
0.1398 | 7 | 0.077 | 11.5 | 1 | Null | Null | Null | Null | Null | Null | Null | Null | Null
0.1398 | 7 | 0.077 | 12 | 0.15 | Null | Null | Null | Null | Null | Null | Null | Null | Null
0.1398 | 7 | 0.077 | 12 | 0.2 | Null | Null | Null | Null | Null | Null | Null | Null | Null
0.1398 | 7 | 0.077 | 12 | 0.3 | Null | Null | Null | Null | Null | Null | Null | Null | Null
0.1398 | 7 | 0.077 | 12 | 0.4 | Null | Null | Null | Null | Null | Null | Null | Null | Null
0.1398 | 7 | 0.077 | 12 | 0.5 | Null | Null | Null | Null | Null | Null | Null | Null | Null
0.1398 | 7 | 0.077 | 12 | 0.6 | Null | Null | Null | Null | Null | Null | Null | Null | Null
0.1398 | 7 | 0.077 | 12 | 0.7 | Null | Null | Null | Null | Null | Null | Null | Null | Null
0.1398 | 7 | 0.077 | 12 | 0.8 | Null | Null | Null | Null | Null | Null | Null | Null | Null
0.1398 | 7 | 0.077 | 12 | 0.9 | Null | Null | Null | Null | Null | Null | Null | Null | Null
0.1398 | 7 | 0.077 | 12 | 1 | Null | Null | Null | Null | Null | Null | Null | Null | Null
0.1398 | 7 | 0.077 | 12.5 | 0.15 | Null | Null | Null | Null | Null | Null | Null | Null | Null
0.1398 | 7 | 0.077 | 12.5 | 0.2 | Null | Null | Null | Null | Null | Null | Null | Null | Null
0.1398 | 7 | 0.077 | 12.5 | 0.3 | Null | Null | Null | Null | Null | Null | Null | Null | Null
0.1398 | 7 | 0.077 | 12.5 | 0.4 | Null | Null | Null | Null | Null | Null | Null | Null | Null
0.1398 | 7 | 0.077 | 12.5 | 0.5 | Null | Null | Null | Null | Null | Null | Null | Null | Null
0.1398 | 7 | 0.077 | 12.5 | 0.6 | Null | Null | Null | Null | Null | Null | Null | Null | Null
0.1398 | 7 | 0.077 | 12.5 | 0.7 | Null | Null | Null | Null | Null | Null | Null | Null | Null
0.1398 | 7 | 0.077 | 12.5 | 0.8 | Null | Null | Null | Null | Null | Null | Null | Null | Null
0.1398 | 7 | 0.077 | 12.5 | 0.9 | Null | Null | Null | Null | Null | Null | Null | Null | Null
0.1398 | 7 | 0.077 | 12.5 | 1 | Null | Null | Null | Null | Null | Null | Null | Null | Null
0.1398 | 7 | 0.077 | 13 | 0.15 | Null | Null | Null | Null | Null | Null | Null | Null | Null
0.1398 | 7 | 0.077 | 13 | 0.2 | Null | Null | Null | Null | Null | Null | Null | Null | Null
0.1398 | 7 | 0.077 | 13 | 0.3 | Null | Null | Null | Null | Null | Null | Null | Null | Null
0.1398 | 7 | 0.077 | 13 | 0.4 | Null | Null | Null | Null | Null | Null | Null | Null | Null
0.1398 | 7 | 0.077 | 13 | 0.5 | Null | Null | Null | Null | Null | Null | Null | Null | Null
0.1398 | 7 | 0.077 | 13 | 0.6 | Null | Null | Null | Null | Null | Null | Null | Null | Null
0.1398 | 7 | 0.077 | 13 | 0.7 | Null | Null | Null | Null | Null | Null | Null | Null | Null
0.1398 | 7 | 0.077 | 13 | 0.8 | Null | Null | Null | Null | Null | Null | Null | Null | Null
0.1398 | 7 | 0.077 | 13 | 0.9 | Null | Null | Null | Null | Null | Null | Null | Null | Null
0.1398 | 7 | 0.077 | 13 | 1 | Null | Null | Null | Null | Null | Null | Null | Null | Null
0.1398 | 7 | 0.077 | 13.5 | 0.15 | Null | Null | Null | Null | Null | Null | Null | Null | Null
0.1398 | 7 | 0.077 | 13.5 | 0.2 | Null | Null | Null | Null | Null | Null | Null | Null | Null
0.1398 | 7 | 0.077 | 13.5 | 0.3 | Null | Null | Null | Null | Null | Null | Null | Null | Null
0.1398 | 7 | 0.077 | 13.5 | 0.4 | Null | Null | Null | Null | Null | Null | Null | Null | Null
0.1398 | 7 | 0.077 | 13.5 | 0.5 | Null | Null | Null | Null | Null | Null | Null | Null | Null
0.1398 | 7 | 0.077 | 13.5 | 0.6 | Null | Null | Null | Null | Null | Null | Null | Null | Null
0.1398 | 7 | 0.077 | 13.5 | 0.7 | Null | Null | Null | Null | Null | Null | Null | Null | Null
0.1398 | 7 | 0.077 | 13.5 | 0.8 | Null | Null | Null | Null | Null | Null | Null | Null | Null
0.1398 | 7 | 0.077 | 13.5 | 0.9 | Null | Null | Null | Null | Null | Null | Null | Null | Null
0.1398 | 7 | 0.077 | 13.5 | 1 | Null | Null | Null | Null | Null | Null | Null | Null | Null
0.1398 | 7 | 0.077 | 14 | 0.15 | Null | Null | Null | Null | Null | Null | Null | Null | Null
0.1398 | 7 | 0.077 | 14 | 0.2 | Null | Null | Null | Null | Null | Null | Null | Null | Null
0.1398 | 7 | 0.077 | 14 | 0.3 | Null | Null | Null | Null | Null | Null | Null | Null | Null
0.1398 | 7 | 0.077 | 14 | 0.4 | Null | Null | Null | Null | Null | Null | Null | Null | Null
0.1398 | 7 | 0.077 | 14 | 0.5 | Null | Null | Null | Null | Null | Null | Null | Null | Null
0.1398 | 7 | 0.077 | 14 | 0.6 | Null | Null | Null | Null | Null | Null | Null | Null | Null
0.1398 | 7 | 0.077 | 14 | 0.7 | Null | Null | Null | Null | Null | Null | Null | Null | Null
0.1398 | 7 | 0.077 | 14 | 0.8 | Null | Null | Null | Null | Null | Null | Null | Null | Null
0.1398 | 7 | 0.077 | 14 | 0.9 | Null | Null | Null | Null | Null | Null | Null | Null | Null
0.1398 | 7 | 0.077 | 14 | 1 | Null | Null | Null | Null | Null | Null | Null | Null | Null
0.1398 | 7 | 0.077 | 14.5 | 0.15 | Null | Null | Null | Null | Null | Null | Null | Null | Null
0.1398 | 7 | 0.077 | 14.5 | 0.2 | Null | Null | Null | Null | Null | Null | Null | Null | Null
0.1398 | 7 | 0.077 | 14.5 | 0.3 | Null | Null | Null | Null | Null | Null | Null | Null | Null
0.1398 | 7 | 0.077 | 14.5 | 0.4 | Null | Null | Null | Null | Null | Null | Null | Null | Null
0.1398 | 7 | 0.077 | 14.5 | 0.5 | Null | Null | Null | Null | Null | Null | Null | Null | Null
0.1398 | 7 | 0.077 | 14.5 | 0.6 | Null | Null | Null | Null | Null | Null | Null | Null | Null
0.1398 | 7 | 0.077 | 14.5 | 0.7 | Null | Null | Null | Null | Null | Null | Null | Null | Null
0.1398 | 7 | 0.077 | 14.5 | 0.8 | Null | Null | Null | Null | Null | Null | Null | Null | Null
0.1398 | 7 | 0.077 | 14.5 | 0.9 | Null | Null | Null | Null | Null | Null | Null | Null | Null
0.1398 | 7 | 0.077 | 14.5 | 1 | Null | Null | Null | Null | Null | Null | Null | Null | Null
0.1398 | 7 | 0.077 | 15 | 0.15 | Null | Null | Null | Null | Null | Null | Null | Null | Null
0.1398 | 7 | 0.077 | 15 | 0.2 | Null | Null | Null | Null | Null | Null | Null | Null | Null
0.1398 | 7 | 0.077 | 15 | 0.3 | Null | Null | Null | Null | Null | Null | Null | Null | Null
0.1398 | 7 | 0.077 | 15 | 0.4 | Null | Null | Null | Null | Null | Null | Null | Null | Null
0.1398 | 7 | 0.077 | 15 | 0.5 | Null | Null | Null | Null | Null | Null | Null | Null | Null
0.1398 | 7 | 0.077 | 15 | 0.6 | Null | Null | Null | Null | Null | Null | Null | Null | Null
0.1398 | 7 | 0.077 | 15 | 0.7 | Null | Null | Null | Null | Null | Null | Null | Null | Null
0.1398 | 7 | 0.077 | 15 | 0.8 | Null | Null | Null | Null | Null | Null | Null | Null | Null
0.1398 | 7 | 0.077 | 15 | 0.9 | Null | Null | Null | Null | Null | Null | Null | Null | Null
0.1398 | 7 | 0.077 | 15 | 1 | Null | Null | Null | Null | Null | Null | Null | Null | Null
0.1398 | 7 | 0.077 | 15.5 | 0.15 | Null | Null | Null | Null | Null | Null | Null | Null | Null
0.1398 | 7 | 0.077 | 15.5 | 0.2 | Null | Null | Null | Null | Null | Null | Null | Null | Null
0.1398 | 7 | 0.077 | 15.5 | 0.3 | Null | Null | Null | Null | Null | Null | Null | Null | Null
0.1398 | 7 | 0.077 | 15.5 | 0.4 | Null | Null | Null | Null | Null | Null | Null | Null | Null
0.1398 | 7 | 0.077 | 15.5 | 0.5 | Null | Null | Null | Null | Null | Null | Null | Null | Null
0.1398 | 7 | 0.077 | 15.5 | 0.6 | Null | Null | Null | Null | Null | Null | Null | Null | Null
0.1398 | 7 | 0.077 | 15.5 | 0.7 | Null | Null | Null | Null | Null | Null | Null | Null | Null
0.1398 | 7 | 0.077 | 15.5 | 0.8 | Null | Null | Null | Null | Null | Null | Null | Null | Null
0.1398 | 7 | 0.077 | 15.5 | 0.9 | Null | Null | Null | Null | Null | Null | Null | Null | Null
0.1398 | 7 | 0.077 | 15.5 | 1 | Null | Null | Null | Null | Null | Null | Null | Null | Null
0.1398 | 7 | 0.077 | 16 | 0.15 | Null | Null | Null | Null | Null | Null | Null | Null | Null
0.1398 | 7 | 0.077 | 16 | 0.2 | Null | Null | Null | Null | Null | Null | Null | Null | Null
0.1398 | 7 | 0.077 | 16 | 0.3 | Null | Null | Null | Null | Null | Null | Null | Null | Null
0.1398 | 7 | 0.077 | 16 | 0.4 | Null | Null | Null | Null | Null | Null | Null | Null | Null
0.1398 | 7 | 0.077 | 16 | 0.5 | Null | Null | Null | Null | Null | Null | Null | Null | Null
0.1398 | 7 | 0.077 | 16 | 0.6 | Null | Null | Null | Null | Null | Null | Null | Null | Null
0.1398 | 7 | 0.077 | 16 | 0.7 | Null | Null | Null | Null | Null | Null | Null | Null | Null
0.1398 | 7 | 0.077 | 16 | 0.8 | Null | Null | Null | Null | Null | Null | Null | Null | Null
0.1398 | 7 | 0.077 | 16 | 0.9 | Null | Null | Null | Null | Null | Null | Null | Null | Null
0.1398 | 7 | 0.077 | 16 | 1 | Null | Null | Null | Null | Null | Null | Null | Null | Null
0.1398 | 7 | 0.077 | 16.5 | 0.15 | Null | Null | Null | Null | Null | Null | Null | Null | Null
0.1398 | 7 | 0.077 | 16.5 | 0.2 | Null | Null | Null | Null | Null | Null | Null | Null | Null
0.1398 | 7 | 0.077 | 16.5 | 0.3 | Null | Null | Null | Null | Null | Null | Null | Null | Null
0.1398 | 7 | 0.077 | 16.5 | 0.4 | Null | Null | Null | Null | Null | Null | Null | Null | Null
0.1398 | 7 | 0.077 | 16.5 | 0.5 | Null | Null | Null | Null | Null | Null | Null | Null | Null
0.1398 | 7 | 0.077 | 16.5 | 0.6 | Null | Null | Null | Null | Null | Null | Null | Null | Null
0.1398 | 7 | 0.077 | 16.5 | 0.7 | Null | Null | Null | Null | Null | Null | Null | Null | Null
0.1398 | 7 | 0.077 | 16.5 | 0.8 | Null | Null | Null | Null | Null | Null | Null | Null | Null
0.1398 | 7 | 0.077 | 16.5 | 0.9 | Null | Null | Null | Null | Null | Null | Null | Null | Null
0.1398 | 7 | 0.077 | 16.5 | 1 | Null | Null | Null | Null | Null | Null | Null | Null | Null
0.1398 | 7 | 0.077 | 17 | 0.15 | Null | Null | Null | Null | Null | Null | Null | Null | Null
0.1398 | 7 | 0.077 | 17 | 0.2 | Null | Null | Null | Null | Null | Null | Null | Null | Null
0.1398 | 7 | 0.077 | 17 | 0.3 | Null | Null | Null | Null | Null | Null | Null | Null | Null
0.1398 | 7 | 0.077 | 17 | 0.4 | Null | Null | Null | Null | Null | Null | Null | Null | Null
0.1398 | 7 | 0.077 | 17 | 0.5 | Null | Null | Null | Null | Null | Null | Null | Null | Null
0.1398 | 7 | 0.077 | 17 | 0.6 | Null | Null | Null | Null | Null | Null | Null | Null | Null
0.1398 | 7 | 0.077 | 17 | 0.7 | Null | Null | Null | Null | Null | Null | Null | Null | Null
0.1398 | 7 | 0.077 | 17 | 0.8 | Null | Null | Null | Null | Null | Null | Null | Null | Null
0.1398 | 7 | 0.077 | 17 | 0.9 | Null | Null | Null | Null | Null | Null | Null | Null | Null
0.1398 | 7 | 0.077 | 17 | 1 | Null | Null | Null | Null | Null | Null | Null | Null | Null
0.1398 | 7 | 0.077 | 17.5 | 0.15 | Null | Null | Null | Null | Null | Null | Null | Null | Null
0.1398 | 7 | 0.077 | 17.5 | 0.2 | Null | Null | Null | Null | Null | Null | Null | Null | Null
0.1398 | 7 | 0.077 | 17.5 | 0.3 | Null | Null | Null | Null | Null | Null | Null | Null | Null
0.1398 | 7 | 0.077 | 17.5 | 0.4 | Null | Null | Null | Null | Null | Null | Null | Null | Null
0.1398 | 7 | 0.077 | 17.5 | 0.5 | Null | Null | Null | Null | Null | Null | Null | Null | Null
0.1398 | 7 | 0.077 | 17.5 | 0.6 | Null | Null | Null | Null | Null | Null | Null | Null | Null
0.1398 | 7 | 0.077 | 17.5 | 0.7 | Null | Null | Null | Null | Null | Null | Null | Null | Null
0.1398 | 7 | 0.077 | 17.5 | 0.8 | Null | Null | Null | Null | Null | Null | Null | Null | Null
0.1398 | 7 | 0.077 | 17.5 | 0.9 | Null | Null | Null | Null | Null | Null | Null | Null | Null
0.1398 | 7 | 0.077 | 17.5 | 1 | Null | Null | Null | Null | Null | Null | Null | Null | Null
0.1398 | 7 | 0.077 | 18 | 0.15 | Null | Null | Null | Null | Null | Null | Null | Null | Null
0.1398 | 7 | 0.077 | 18 | 0.2 | Null | Null | Null | Null | Null | Null | Null | Null | Null
0.1398 | 7 | 0.077 | 18 | 0.3 | Null | Null | Null | Null | Null | Null | Null | Null | Null
0.1398 | 7 | 0.077 | 18 | 0.4 | Null | Null | Null | Null | Null | Null | Null | Null | Null
0.1398 | 7 | 0.077 | 18 | 0.5 | Null | Null | Null | Null | Null | Null | Null | Null | Null
0.1398 | 7 | 0.077 | 18 | 0.6 | Null | Null | Null | Null | Null | Null | Null | Null | Null
0.1398 | 7 | 0.077 | 18 | 0.7 | Null | Null | Null | Null | Null | Null | Null | Null | Null
0.1398 | 7 | 0.077 | 18 | 0.8 | Null | Null | Null | Null | Null | Null | Null | Null | Null
0.1398 | 7 | 0.077 | 18 | 0.9 | Null | Null | Null | Null | Null | Null | Null | Null | Null
0.1398 | 7 | 0.077 | 18 | 1 | Null | Null | Null | Null | Null | Null | Null | Null | Null
0.1398 | 7 | 0.077 | 21 | 0.15 | Null | Null | Null | Null | Null | Null | Null | Null | Null
0.1398 | 7 | 0.077 | 21 | 0.2 | Null | Null | Null | Null | Null | Null | Null | Null | Null
0.1398 | 7 | 0.077 | 21 | 0.3 | Null | Null | Null | Null | Null | Null | Null | Null | Null
0.1398 | 7 | 0.077 | 21 | 0.4 | Null | Null | Null | Null | Null | Null | Null | Null | Null
0.1398 | 7 | 0.077 | 21 | 0.5 | Null | Null | Null | Null | Null | Null | Null | Null | Null
0.1398 | 7 | 0.077 | 21 | 0.6 | Null | Null | Null | Null | Null | Null | Null | Null | Null
0.1398 | 7 | 0.077 | 21 | 0.7 | Null | Null | Null | Null | Null | Null | Null | Null | Null
0.1398 | 7 | 0.077 | 21 | 0.8 | Null | Null | Null | Null | Null | Null | Null | Null | Null
0.1398 | 7 | 0.077 | 21 | 0.9 | Null | Null | Null | Null | Null | Null | Null | Null | Null
0.1398 | 7 | 0.077 | 21 | 1 | Null | Null | Null | Null | Null | Null | Null | Null | Null
0.1398 | 7 | 0.077 | 24 | 0.15 | Null | Null | Null | Null | Null | Null | Null | Null | Null
0.1398 | 7 | 0.077 | 24 | 0.2 | Null | Null | Null | Null | Null | Null | Null | Null | Null
0.1398 | 7 | 0.077 | 24 | 0.3 | Null | Null | Null | Null | Null | Null | Null | Null | Null
0.1398 | 7 | 0.077 | 24 | 0.4 | Null | Null | Null | Null | Null | Null | Null | Null | Null
0.1398 | 7 | 0.077 | 24 | 0.5 | Null | Null | Null | Null | Null | Null | Null | Null | Null
0.1398 | 7 | 0.077 | 24 | 0.6 | Null | Null | Null | Null | Null | Null | Null | Null | Null
0.1398 | 7 | 0.077 | 24 | 0.7 | Null | Null | Null | Null | Null | Null | Null | Null | Null
0.1398 | 7 | 0.077 | 24 | 0.8 | Null | Null | Null | Null | Null | Null | Null | Null | Null
0.1398 | 7 | 0.077 | 24 | 0.9 | Null | Null | Null | Null | Null | Null | Null | Null | Null
0.1398 | 7 | 0.077 | 24 | 1 | Null | Null | Null | Null | Null | Null | Null | Null | Null
0.1398 | 7 | 0.077 | 27 | 0.15 | Null | Null | Null | Null | Null | Null | Null | Null | Null
0.1398 | 7 | 0.077 | 27 | 0.2 | Null | Null | Null | Null | Null | Null | Null | Null | Null
0.1398 | 7 | 0.077 | 27 | 0.3 | Null | Null | Null | Null | Null | Null | Null | Null | Null
0.1398 | 7 | 0.077 | 27 | 0.4 | Null | Null | Null | Null | Null | Null | Null | Null | Null
0.1398 | 7 | 0.077 | 27 | 0.5 | Null | Null | Null | Null | Null | Null | Null | Null | Null
0.1398 | 7 | 0.077 | 27 | 0.6 | Null | Null | Null | Null | Null | Null | Null | Null | Null
0.1398 | 7 | 0.077 | 27 | 0.7 | Null | Null | Null | Null | Null | Null | Null | Null | Null
0.1398 | 7 | 0.077 | 27 | 0.8 | Null | Null | Null | Null | Null | Null | Null | Null | Null
0.1398 | 7 | 0.077 | 27 | 0.9 | Null | Null | Null | Null | Null | Null | Null | Null | Null
0.1398 | 7 | 0.077 | 27 | 1 | Null | Null | Null | Null | Null | Null | Null | Null | Null
0.1398 | 7 | 0.077 | 30 | 0.15 | Null | Null | Null | Null | Null | Null | Null | Null | Null
0.1398 | 7 | 0.077 | 30 | 0.2 | Null | Null | Null | Null | Null | Null | Null | Null | Null
0.1398 | 7 | 0.077 | 30 | 0.3 | Null | Null | Null | Null | Null | Null | Null | Null | Null
0.1398 | 7 | 0.077 | 30 | 0.4 | Null | Null | Null | Null | Null | Null | Null | Null | Null
0.1398 | 7 | 0.077 | 30 | 0.5 | Null | Null | Null | Null | Null | Null | Null | Null | Null
0.1398 | 7 | 0.077 | 30 | 0.6 | Null | Null | Null | Null | Null | Null | Null | Null | Null
0.1398 | 7 | 0.077 | 30 | 0.7 | Null | Null | Null | Null | Null | Null | Null | Null | Null
0.1398 | 7 | 0.077 | 30 | 0.8 | Null | Null | Null | Null | Null | Null | Null | Null | Null
0.1398 | 7 | 0.077 | 30 | 0.9 | Null | Null | Null | Null | Null | Null | Null | Null | Null
0.1398 | 7 | 0.077 | 30 | 1 | Null | Null | Null | Null | Null | Null | Null | Null | Null
0.1398 | 7 | 0.09437 | 10.5 | 0.15 | Null | Null | Null | Null | Null | Null | Null | Null | Null
0.1398 | 7 | 0.09437 | 10.5 | 0.2 | Null | Null | Null | Null | Null | Null | Null | Null | Null
0.1398 | 7 | 0.09437 | 10.5 | 0.3 | Null | Null | Null | Null | Null | Null | Null | Null | Null
0.1398 | 7 | 0.09437 | 10.5 | 0.4 | Null | Null | Null | Null | Null | Null | Null | Null | Null
0.1398 | 7 | 0.09437 | 10.5 | 0.5 | Null | Null | Null | Null | Null | Null | Null | Null | Null
0.1398 | 7 | 0.09437 | 10.5 | 0.6 | Null | Null | Null | Null | Null | Null | Null | Null | Null
0.1398 | 7 | 0.09437 | 10.5 | 0.7 | Null | Null | Null | Null | Null | Null | Null | Null | Null
0.1398 | 7 | 0.09437 | 10.5 | 0.8 | Null | Null | Null | Null | Null | Null | Null | Null | Null
0.1398 | 7 | 0.09437 | 10.5 | 0.9 | Null | Null | Null | Null | Null | Null | Null | Null | Null
0.1398 | 7 | 0.09437 | 10.5 | 1 | Null | Null | Null | Null | Null | Null | Null | Null | Null
0.1398 | 7 | 0.09437 | 11 | 0.15 | Null | Null | Null | Null | Null | Null | Null | Null | Null
0.1398 | 7 | 0.09437 | 11 | 0.2 | Null | Null | Null | Null | Null | Null | Null | Null | Null
0.1398 | 7 | 0.09437 | 11 | 0.3 | Null | Null | Null | Null | Null | Null | Null | Null | Null
0.1398 | 7 | 0.09437 | 11 | 0.4 | Null | Null | Null | Null | Null | Null | Null | Null | Null
0.1398 | 7 | 0.09437 | 11 | 0.5 | Null | Null | Null | Null | Null | Null | Null | Null | Null
0.1398 | 7 | 0.09437 | 11 | 0.6 | Null | Null | Null | Null | Null | Null | Null | Null | Null
0.1398 | 7 | 0.09437 | 11 | 0.7 | Null | Null | Null | Null | Null | Null | Null | Null | Null
0.1398 | 7 | 0.09437 | 11 | 0.8 | Null | Null | Null | Null | Null | Null | Null | Null | Null
0.1398 | 7 | 0.09437 | 11 | 0.9 | Null | Null | Null | Null | Null | Null | Null | Null | Null
0.1398 | 7 | 0.09437 | 11 | 1 | Null | Null | Null | Null | Null | Null | Null | Null | Null
0.1398 | 7 | 0.09437 | 11.5 | 0.15 | Null | Null | Null | Null | Null | Null | Null | Null | Null
0.1398 | 7 | 0.09437 | 11.5 | 0.2 | Null | Null | Null | Null | Null | Null | Null | Null | Null
0.1398 | 7 | 0.09437 | 11.5 | 0.3 | Null | Null | Null | Null | Null | Null | Null | Null | Null
0.1398 | 7 | 0.09437 | 11.5 | 0.4 | Null | Null | Null | Null | Null | Null | Null | Null | Null
0.1398 | 7 | 0.09437 | 11.5 | 0.5 | Null | Null | Null | Null | Null | Null | Null | Null | Null
0.1398 | 7 | 0.09437 | 11.5 | 0.6 | Null | Null | Null | Null | Null | Null | Null | Null | Null
0.1398 | 7 | 0.09437 | 11.5 | 0.7 | Null | Null | Null | Null | Null | Null | Null | Null | Null
0.1398 | 7 | 0.09437 | 11.5 | 0.8 | Null | Null | Null | Null | Null | Null | Null | Null | Null
0.1398 | 7 | 0.09437 | 11.5 | 0.9 | Null | Null | Null | Null | Null | Null | Null | Null | Null
0.1398 | 7 | 0.09437 | 11.5 | 1 | Null | Null | Null | Null | Null | Null | Null | Null | Null
0.1398 | 7 | 0.09437 | 12 | 0.15 | Null | Null | Null | Null | Null | Null | Null | Null | Null
0.1398 | 7 | 0.09437 | 12 | 0.2 | Null | Null | Null | Null | Null | Null | Null | Null | Null
0.1398 | 7 | 0.09437 | 12 | 0.3 | Null | Null | Null | Null | Null | Null | Null | Null | Null
0.1398 | 7 | 0.09437 | 12 | 0.4 | Null | Null | Null | Null | Null | Null | Null | Null | Null
0.1398 | 7 | 0.09437 | 12 | 0.5 | Null | Null | Null | Null | Null | Null | Null | Null | Null
0.1398 | 7 | 0.09437 | 12 | 0.6 | Null | Null | Null | Null | Null | Null | Null | Null | Null
0.1398 | 7 | 0.09437 | 12 | 0.7 | Null | Null | Null | Null | Null | Null | Null | Null | Null
0.1398 | 7 | 0.09437 | 12 | 0.8 | Null | Null | Null | Null | Null | Null | Null | Null | Null
0.1398 | 7 | 0.09437 | 12 | 0.9 | Null | Null | Null | Null | Null | Null | Null | Null | Null
0.1398 | 7 | 0.09437 | 12 | 1 | Null | Null | Null | Null | Null | Null | Null | Null | Null
0.1398 | 7 | 0.09437 | 12.5 | 0.15 | Null | Null | Null | Null | Null | Null | Null | Null | Null
0.1398 | 7 | 0.09437 | 12.5 | 0.2 | Null | Null | Null | Null | Null | Null | Null | Null | Null
0.1398 | 7 | 0.09437 | 12.5 | 0.3 | Null | Null | Null | Null | Null | Null | Null | Null | Null
0.1398 | 7 | 0.09437 | 12.5 | 0.4 | Null | Null | Null | Null | Null | Null | Null | Null | Null
0.1398 | 7 | 0.09437 | 12.5 | 0.5 | Null | Null | Null | Null | Null | Null | Null | Null | Null
0.1398 | 7 | 0.09437 | 12.5 | 0.6 | Null | Null | Null | Null | Null | Null | Null | Null | Null
0.1398 | 7 | 0.09437 | 12.5 | 0.7 | Null | Null | Null | Null | Null | Null | Null | Null | Null
0.1398 | 7 | 0.09437 | 12.5 | 0.8 | Null | Null | Null | Null | Null | Null | Null | Null | Null
0.1398 | 7 | 0.09437 | 12.5 | 0.9 | Null | Null | Null | Null | Null | Null | Null | Null | Null
0.1398 | 7 | 0.09437 | 12.5 | 1 | Null | Null | Null | Null | Null | Null | Null | Null | Null
0.1398 | 7 | 0.09437 | 13 | 0.15 | Null | Null | Null | Null | Null | Null | Null | Null | Null
0.1398 | 7 | 0.09437 | 13 | 0.2 | Null | Null | Null | Null | Null | Null | Null | Null | Null
0.1398 | 7 | 0.09437 | 13 | 0.3 | Null | Null | Null | Null | Null | Null | Null | Null | Null
0.1398 | 7 | 0.09437 | 13 | 0.4 | Null | Null | Null | Null | Null | Null | Null | Null | Null
0.1398 | 7 | 0.09437 | 13 | 0.5 | Null | Null | Null | Null | Null | Null | Null | Null | Null
0.1398 | 7 | 0.09437 | 13 | 0.6 | Null | Null | Null | Null | Null | Null | Null | Null | Null
0.1398 | 7 | 0.09437 | 13 | 0.7 | Null | Null | Null | Null | Null | Null | Null | Null | Null
0.1398 | 7 | 0.09437 | 13 | 0.8 | Null | Null | Null | Null | Null | Null | Null | Null | Null
0.1398 | 7 | 0.09437 | 13 | 0.9 | Null | Null | Null | Null | Null | Null | Null | Null | Null
0.1398 | 7 | 0.09437 | 13 | 1 | Null | Null | Null | Null | Null | Null | Null | Null | Null
0.1398 | 7 | 0.09437 | 13.5 | 0.15 | Null | Null | Null | Null | Null | Null | Null | Null | Null
0.1398 | 7 | 0.09437 | 13.5 | 0.2 | Null | Null | Null | Null | Null | Null | Null | Null | Null
0.1398 | 7 | 0.09437 | 13.5 | 0.3 | Null | Null | Null | Null | Null | Null | Null | Null | Null
0.1398 | 7 | 0.09437 | 13.5 | 0.4 | Null | Null | Null | Null | Null | Null | Null | Null | Null
0.1398 | 7 | 0.09437 | 13.5 | 0.5 | Null | Null | Null | Null | Null | Null | Null | Null | Null
0.1398 | 7 | 0.09437 | 13.5 | 0.6 | Null | Null | Null | Null | Null | Null | Null | Null | Null
0.1398 | 7 | 0.09437 | 13.5 | 0.7 | Null | Null | Null | Null | Null | Null | Null | Null | Null
0.1398 | 7 | 0.09437 | 13.5 | 0.8 | Null | Null | Null | Null | Null | Null | Null | Null | Null
0.1398 | 7 | 0.09437 | 13.5 | 0.9 | Null | Null | Null | Null | Null | Null | Null | Null | Null
0.1398 | 7 | 0.09437 | 13.5 | 1 | Null | Null | Null | Null | Null | Null | Null | Null | Null
0.1398 | 7 | 0.09437 | 14 | 0.15 | Null | Null | Null | Null | Null | Null | Null | Null | Null
0.1398 | 7 | 0.09437 | 14 | 0.2 | Null | Null | Null | Null | Null | Null | Null | Null | Null
0.1398 | 7 | 0.09437 | 14 | 0.3 | Null | Null | Null | Null | Null | Null | Null | Null | Null
0.1398 | 7 | 0.09437 | 14 | 0.4 | Null | Null | Null | Null | Null | Null | Null | Null | Null
0.1398 | 7 | 0.09437 | 14 | 0.5 | Null | Null | Null | Null | Null | Null | Null | Null | Null
0.1398 | 7 | 0.09437 | 14 | 0.6 | Null | Null | Null | Null | Null | Null | Null | Null | Null
0.1398 | 7 | 0.09437 | 14 | 0.7 | Null | Null | Null | Null | Null | Null | Null | Null | Null
0.1398 | 7 | 0.09437 | 14 | 0.8 | Null | Null | Null | Null | Null | Null | Null | Null | Null
0.1398 | 7 | 0.09437 | 14 | 0.9 | Null | Null | Null | Null | Null | Null | Null | Null | Null
0.1398 | 7 | 0.09437 | 14 | 1 | Null | Null | Null | Null | Null | Null | Null | Null | Null
0.1398 | 7 | 0.09437 | 14.5 | 0.15 | Null | Null | Null | Null | Null | Null | Null | Null | Null
0.1398 | 7 | 0.09437 | 14.5 | 0.2 | Null | Null | Null | Null | Null | Null | Null | Null | Null
0.1398 | 7 | 0.09437 | 14.5 | 0.3 | Null | Null | Null | Null | Null | Null | Null | Null | Null
0.1398 | 7 | 0.09437 | 14.5 | 0.4 | Null | Null | Null | Null | Null | Null | Null | Null | Null
0.1398 | 7 | 0.09437 | 14.5 | 0.5 | Null | Null | Null | Null | Null | Null | Null | Null | Null
0.1398 | 7 | 0.09437 | 14.5 | 0.6 | Null | Null | Null | Null | Null | Null | Null | Null | Null
0.1398 | 7 | 0.09437 | 14.5 | 0.7 | Null | Null | Null | Null | Null | Null | Null | Null | Null
0.1398 | 7 | 0.09437 | 14.5 | 0.8 | Null | Null | Null | Null | Null | Null | Null | Null | Null
0.1398 | 7 | 0.09437 | 14.5 | 0.9 | Null | Null | Null | Null | Null | Null | Null | Null | Null
0.1398 | 7 | 0.09437 | 14.5 | 1 | Null | Null | Null | Null | Null | Null | Null | Null | Null
0.1398 | 7 | 0.09437 | 15 | 0.15 | Null | Null | Null | Null | Null | Null | Null | Null | Null
0.1398 | 7 | 0.09437 | 15 | 0.2 | Null | Null | Null | Null | Null | Null | Null | Null | Null
0.1398 | 7 | 0.09437 | 15 | 0.3 | Null | Null | Null | Null | Null | Null | Null | Null | Null
0.1398 | 7 | 0.09437 | 15 | 0.4 | Null | Null | Null | Null | Null | Null | Null | Null | Null
0.1398 | 7 | 0.09437 | 15 | 0.5 | Null | Null | Null | Null | Null | Null | Null | Null | Null
0.1398 | 7 | 0.09437 | 15 | 0.6 | Null | Null | Null | Null | Null | Null | Null | Null | Null
0.1398 | 7 | 0.09437 | 15 | 0.7 | Null | Null | Null | Null | Null | Null | Null | Null | Null
0.1398 | 7 | 0.09437 | 15 | 0.8 | Null | Null | Null | Null | Null | Null | Null | Null | Null
0.1398 | 7 | 0.09437 | 15 | 0.9 | Null | Null | Null | Null | Null | Null | Null | Null | Null
0.1398 | 7 | 0.09437 | 15 | 1 | Null | Null | Null | Null | Null | Null | Null | Null | Null
0.1398 | 7 | 0.09437 | 15.5 | 0.15 | Null | Null | Null | Null | Null | Null | Null | Null | Null
0.1398 | 7 | 0.09437 | 15.5 | 0.2 | Null | Null | Null | Null | Null | Null | Null | Null | Null
0.1398 | 7 | 0.09437 | 15.5 | 0.3 | Null | Null | Null | Null | Null | Null | Null | Null | Null
0.1398 | 7 | 0.09437 | 15.5 | 0.4 | Null | Null | Null | Null | Null | Null | Null | Null | Null
0.1398 | 7 | 0.09437 | 15.5 | 0.5 | Null | Null | Null | Null | Null | Null | Null | Null | Null
0.1398 | 7 | 0.09437 | 15.5 | 0.6 | Null | Null | Null | Null | Null | Null | Null | Null | Null
0.1398 | 7 | 0.09437 | 15.5 | 0.7 | Null | Null | Null | Null | Null | Null | Null | Null | Null
0.1398 | 7 | 0.09437 | 15.5 | 0.8 | Null | Null | Null | Null | Null | Null | Null | Null | Null
0.1398 | 7 | 0.09437 | 15.5 | 0.9 | Null | Null | Null | Null | Null | Null | Null | Null | Null
0.1398 | 7 | 0.09437 | 15.5 | 1 | Null | Null | Null | Null | Null | Null | Null | Null | Null
0.1398 | 7 | 0.09437 | 16 | 0.15 | Null | Null | Null | Null | Null | Null | Null | Null | Null
0.1398 | 7 | 0.09437 | 16 | 0.2 | Null | Null | Null | Null | Null | Null | Null | Null | Null
0.1398 | 7 | 0.09437 | 16 | 0.3 | Null | Null | Null | Null | Null | Null | Null | Null | Null
0.1398 | 7 | 0.09437 | 16 | 0.4 | Null | Null | Null | Null | Null | Null | Null | Null | Null
0.1398 | 7 | 0.09437 | 16 | 0.5 | Null | Null | Null | Null | Null | Null | Null | Null | Null
0.1398 | 7 | 0.09437 | 16 | 0.6 | Null | Null | Null | Null | Null | Null | Null | Null | Null
0.1398 | 7 | 0.09437 | 16 | 0.7 | Null | Null | Null | Null | Null | Null | Null | Null | Null
0.1398 | 7 | 0.09437 | 16 | 0.8 | Null | Null | Null | Null | Null | Null | Null | Null | Null
0.1398 | 7 | 0.09437 | 16 | 0.9 | Null | Null | Null | Null | Null | Null | Null | Null | Null
0.1398 | 7 | 0.09437 | 16 | 1 | Null | Null | Null | Null | Null | Null | Null | Null | Null
0.1398 | 7 | 0.09437 | 16.5 | 0.15 | Null | Null | Null | Null | Null | Null | Null | Null | Null
0.1398 | 7 | 0.09437 | 16.5 | 0.2 | Null | Null | Null | Null | Null | Null | Null | Null | Null
0.1398 | 7 | 0.09437 | 16.5 | 0.3 | Null | Null | Null | Null | Null | Null | Null | Null | Null
0.1398 | 7 | 0.09437 | 16.5 | 0.4 | Null | Null | Null | Null | Null | Null | Null | Null | Null
0.1398 | 7 | 0.09437 | 16.5 | 0.5 | Null | Null | Null | Null | Null | Null | Null | Null | Null
0.1398 | 7 | 0.09437 | 16.5 | 0.6 | Null | Null | Null | Null | Null | Null | Null | Null | Null
0.1398 | 7 | 0.09437 | 16.5 | 0.7 | Null | Null | Null | Null | Null | Null | Null | Null | Null
0.1398 | 7 | 0.09437 | 16.5 | 0.8 | Null | Null | Null | Null | Null | Null | Null | Null | Null
0.1398 | 7 | 0.09437 | 16.5 | 0.9 | Null | Null | Null | Null | Null | Null | Null | Null | Null
0.1398 | 7 | 0.09437 | 16.5 | 1 | Null | Null | Null | Null | Null | Null | Null | Null | Null
0.1398 | 7 | 0.09437 | 17 | 0.15 | Null | Null | Null | Null | Null | Null | Null | Null | Null
0.1398 | 7 | 0.09437 | 17 | 0.2 | Null | Null | Null | Null | Null | Null | Null | Null | Null
0.1398 | 7 | 0.09437 | 17 | 0.3 | Null | Null | Null | Null | Null | Null | Null | Null | Null
0.1398 | 7 | 0.09437 | 17 | 0.4 | Null | Null | Null | Null | Null | Null | Null | Null | Null
0.1398 | 7 | 0.09437 | 17 | 0.5 | Null | Null | Null | Null | Null | Null | Null | Null | Null
0.1398 | 7 | 0.09437 | 17 | 0.6 | Null | Null | Null | Null | Null | Null | Null | Null | Null
0.1398 | 7 | 0.09437 | 17 | 0.7 | Null | Null | Null | Null | Null | Null | Null | Null | Null
0.1398 | 7 | 0.09437 | 17 | 0.8 | Null | Null | Null | Null | Null | Null | Null | Null | Null
0.1398 | 7 | 0.09437 | 17 | 0.9 | Null | Null | Null | Null | Null | Null | Null | Null | Null
0.1398 | 7 | 0.09437 | 17 | 1 | Null | Null | Null | Null | Null | Null | Null | Null | Null
0.1398 | 7 | 0.09437 | 17.5 | 0.15 | Null | Null | Null | Null | Null | Null | Null | Null | Null
0.1398 | 7 | 0.09437 | 17.5 | 0.2 | Null | Null | Null | Null | Null | Null | Null | Null | Null
0.1398 | 7 | 0.09437 | 17.5 | 0.3 | Null | Null | Null | Null | Null | Null | Null | Null | Null
0.1398 | 7 | 0.09437 | 17.5 | 0.4 | Null | Null | Null | Null | Null | Null | Null | Null | Null
0.1398 | 7 | 0.09437 | 17.5 | 0.5 | Null | Null | Null | Null | Null | Null | Null | Null | Null
0.1398 | 7 | 0.09437 | 17.5 | 0.6 | Null | Null | Null | Null | Null | Null | Null | Null | Null
0.1398 | 7 | 0.09437 | 17.5 | 0.7 | Null | Null | Null | Null | Null | Null | Null | Null | Null
0.1398 | 7 | 0.09437 | 17.5 | 0.8 | Null | Null | Null | Null | Null | Null | Null | Null | Null
0.1398 | 7 | 0.09437 | 17.5 | 0.9 | Null | Null | Null | Null | Null | Null | Null | Null | Null
0.1398 | 7 | 0.09437 | 17.5 | 1 | Null | Null | Null | Null | Null | Null | Null | Null | Null
0.1398 | 7 | 0.09437 | 18 | 0.15 | Null | Null | Null | Null | Null | Null | Null | Null | Null
0.1398 | 7 | 0.09437 | 18 | 0.2 | Null | Null | Null | Null | Null | Null | Null | Null | Null
0.1398 | 7 | 0.09437 | 18 | 0.3 | Null | Null | Null | Null | Null | Null | Null | Null | Null
0.1398 | 7 | 0.09437 | 18 | 0.4 | Null | Null | Null | Null | Null | Null | Null | Null | Null
0.1398 | 7 | 0.09437 | 18 | 0.5 | Null | Null | Null | Null | Null | Null | Null | Null | Null
0.1398 | 7 | 0.09437 | 18 | 0.6 | Null | Null | Null | Null | Null | Null | Null | Null | Null
0.1398 | 7 | 0.09437 | 18 | 0.7 | Null | Null | Null | Null | Null | Null | Null | Null | Null
0.1398 | 7 | 0.09437 | 18 | 0.8 | Null | Null | Null | Null | Null | Null | Null | Null | Null
0.1398 | 7 | 0.09437 | 18 | 0.9 | Null | Null | Null | Null | Null | Null | Null | Null | Null
0.1398 | 7 | 0.09437 | 18 | 1 | Null | Null | Null | Null | Null | Null | Null | Null | Null
0.1398 | 7 | 0.09437 | 21 | 0.15 | Null | Null | Null | Null | Null | Null | Null | Null | Null
0.1398 | 7 | 0.09437 | 21 | 0.2 | Null | Null | Null | Null | Null | Null | Null | Null | Null
0.1398 | 7 | 0.09437 | 21 | 0.3 | Null | Null | Null | Null | Null | Null | Null | Null | Null
0.1398 | 7 | 0.09437 | 21 | 0.4 | Null | Null | Null | Null | Null | Null | Null | Null | Null
0.1398 | 7 | 0.09437 | 21 | 0.5 | Null | Null | Null | Null | Null | Null | Null | Null | Null
0.1398 | 7 | 0.09437 | 21 | 0.6 | Null | Null | Null | Null | Null | Null | Null | Null | Null
0.1398 | 7 | 0.09437 | 21 | 0.7 | Null | Null | Null | Null | Null | Null | Null | Null | Null
0.1398 | 7 | 0.09437 | 21 | 0.8 | Null | Null | Null | Null | Null | Null | Null | Null | Null
0.1398 | 7 | 0.09437 | 21 | 0.9 | Null | Null | Null | Null | Null | Null | Null | Null | Null
0.1398 | 7 | 0.09437 | 21 | 1 | Null | Null | Null | Null | Null | Null | Null | Null | Null
0.1398 | 7 | 0.09437 | 24 | 0.15 | Null | Null | Null | Null | Null | Null | Null | Null | Null
0.1398 | 7 | 0.09437 | 24 | 0.2 | Null | Null | Null | Null | Null | Null | Null | Null | Null
0.1398 | 7 | 0.09437 | 24 | 0.3 | Null | Null | Null | Null | Null | Null | Null | Null | Null
0.1398 | 7 | 0.09437 | 24 | 0.4 | Null | Null | Null | Null | Null | Null | Null | Null | Null
0.1398 | 7 | 0.09437 | 24 | 0.5 | Null | Null | Null | Null | Null | Null | Null | Null | Null
0.1398 | 7 | 0.09437 | 24 | 0.6 | Null | Null | Null | Null | Null | Null | Null | Null | Null
0.1398 | 7 | 0.09437 | 24 | 0.7 | Null | Null | Null | Null | Null | Null | Null | Null | Null
0.1398 | 7 | 0.09437 | 24 | 0.8 | Null | Null | Null | Null | Null | Null | Null | Null | Null
0.1398 | 7 | 0.09437 | 24 | 0.9 | Null | Null | Null | Null | Null | Null | Null | Null | Null
0.1398 | 7 | 0.09437 | 24 | 1 | Null | Null | Null | Null | Null | Null | Null | Null | Null
0.1398 | 7 | 0.09437 | 27 | 0.15 | Null | Null | Null | Null | Null | Null | Null | Null | Null
0.1398 | 7 | 0.09437 | 27 | 0.2 | Null | Null | Null | Null | Null | Null | Null | Null | Null
0.1398 | 7 | 0.09437 | 27 | 0.3 | Null | Null | Null | Null | Null | Null | Null | Null | Null
0.1398 | 7 | 0.09437 | 27 | 0.4 | Null | Null | Null | Null | Null | Null | Null | Null | Null
0.1398 | 7 | 0.09437 | 27 | 0.5 | Null | Null | Null | Null | Null | Null | Null | Null | Null
0.1398 | 7 | 0.09437 | 27 | 0.6 | Null | Null | Null | Null | Null | Null | Null | Null | Null
0.1398 | 7 | 0.09437 | 27 | 0.7 | Null | Null | Null | Null | Null | Null | Null | Null | Null
0.1398 | 7 | 0.09437 | 27 | 0.8 | Null | Null | Null | Null | Null | Null | Null | Null | Null
0.1398 | 7 | 0.09437 | 27 | 0.9 | Null | Null | Null | Null | Null | Null | Null | Null | Null
0.1398 | 7 | 0.09437 | 27 | 1 | Null | Null | Null | Null | Null | Null | Null | Null | Null
0.1398 | 7 | 0.09437 | 30 | 0.15 | Null | Null | Null | Null | Null | Null | Null | Null | Null
0.1398 | 7 | 0.09437 | 30 | 0.2 | Null | Null | Null | Null | Null | Null | Null | Null | Null
0.1398 | 7 | 0.09437 | 30 | 0.3 | Null | Null | Null | Null | Null | Null | Null | Null | Null
0.1398 | 7 | 0.09437 | 30 | 0.4 | Null | Null | Null | Null | Null | Null | Null | Null | Null
0.1398 | 7 | 0.09437 | 30 | 0.5 | Null | Null | Null | Null | Null | Null | Null | Null | Null
0.1398 | 7 | 0.09437 | 30 | 0.6 | Null | Null | Null | Null | Null | Null | Null | Null | Null
0.1398 | 7 | 0.09437 | 30 | 0.7 | Null | Null | Null | Null | Null | Null | Null | Null | Null
0.1398 | 7 | 0.09437 | 30 | 0.8 | Null | Null | Null | Null | Null | Null | Null | Null | Null
0.1398 | 7 | 0.09437 | 30 | 0.9 | Null | Null | Null | Null | Null | Null | Null | Null | Null
0.1398 | 7 | 0.09437 | 30 | 1 | Null | Null | Null | Null | Null | Null | Null | Null | Null
0.1398 | 7 | 0.09644 | 10.5 | 0.15 | Null | Null | Null | Null | Null | Null | Null | Null | Null
0.1398 | 7 | 0.09644 | 10.5 | 0.2 | Null | Null | Null | Null | Null | Null | Null | Null | Null
0.1398 | 7 | 0.09644 | 10.5 | 0.3 | Null | Null | Null | Null | Null | Null | Null | Null | Null
0.1398 | 7 | 0.09644 | 10.5 | 0.4 | Null | Null | Null | Null | Null | Null | Null | Null | Null
0.1398 | 7 | 0.09644 | 10.5 | 0.5 | Null | Null | Null | Null | Null | Null | Null | Null | Null
0.1398 | 7 | 0.09644 | 10.5 | 0.6 | Null | Null | Null | Null | Null | Null | Null | Null | Null
0.1398 | 7 | 0.09644 | 10.5 | 0.7 | Null | Null | Null | Null | Null | Null | Null | Null | Null
0.1398 | 7 | 0.09644 | 10.5 | 0.8 | Null | Null | Null | Null | Null | Null | Null | Null | Null
0.1398 | 7 | 0.09644 | 10.5 | 0.9 | Null | Null | Null | Null | Null | Null | Null | Null | Null
0.1398 | 7 | 0.09644 | 10.5 | 1 | Null | Null | Null | Null | Null | Null | Null | Null | Null
0.1398 | 7 | 0.09644 | 11 | 0.15 | Null | Null | Null | Null | Null | Null | Null | Null | Null
0.1398 | 7 | 0.09644 | 11 | 0.2 | Null | Null | Null | Null | Null | Null | Null | Null | Null
0.1398 | 7 | 0.09644 | 11 | 0.3 | Null | Null | Null | Null | Null | Null | Null | Null | Null
0.1398 | 7 | 0.09644 | 11 | 0.4 | Null | Null | Null | Null | Null | Null | Null | Null | Null
0.1398 | 7 | 0.09644 | 11 | 0.5 | Null | Null | Null | Null | Null | Null | Null | Null | Null
0.1398 | 7 | 0.09644 | 11 | 0.6 | Null | Null | Null | Null | Null | Null | Null | Null | Null
0.1398 | 7 | 0.09644 | 11 | 0.7 | Null | Null | Null | Null | Null | Null | Null | Null | Null
0.1398 | 7 | 0.09644 | 11 | 0.8 | Null | Null | Null | Null | Null | Null | Null | Null | Null
0.1398 | 7 | 0.09644 | 11 | 0.9 | Null | Null | Null | Null | Null | Null | Null | Null | Null
0.1398 | 7 | 0.09644 | 11 | 1 | Null | Null | Null | Null | Null | Null | Null | Null | Null
0.1398 | 7 | 0.09644 | 11.5 | 0.15 | Null | Null | Null | Null | Null | Null | Null | Null | Null
0.1398 | 7 | 0.09644 | 11.5 | 0.2 | Null | Null | Null | Null | Null | Null | Null | Null | Null
0.1398 | 7 | 0.09644 | 11.5 | 0.3 | Null | Null | Null | Null | Null | Null | Null | Null | Null
0.1398 | 7 | 0.09644 | 11.5 | 0.4 | Null | Null | Null | Null | Null | Null | Null | Null | Null
0.1398 | 7 | 0.09644 | 11.5 | 0.5 | Null | Null | Null | Null | Null | Null | Null | Null | Null
0.1398 | 7 | 0.09644 | 11.5 | 0.6 | Null | Null | Null | Null | Null | Null | Null | Null | Null
0.1398 | 7 | 0.09644 | 11.5 | 0.7 | Null | Null | Null | Null | Null | Null | Null | Null | Null
0.1398 | 7 | 0.09644 | 11.5 | 0.8 | Null | Null | Null | Null | Null | Null | Null | Null | Null
0.1398 | 7 | 0.09644 | 11.5 | 0.9 | Null | Null | Null | Null | Null | Null | Null | Null | Null
0.1398 | 7 | 0.09644 | 11.5 | 1 | Null | Null | Null | Null | Null | Null | Null | Null | Null
0.1398 | 7 | 0.09644 | 12 | 0.15 | Null | Null | Null | Null | Null | Null | Null | Null | Null
0.1398 | 7 | 0.09644 | 12 | 0.2 | Null | Null | Null | Null | Null | Null | Null | Null | Null
0.1398 | 7 | 0.09644 | 12 | 0.3 | Null | Null | Null | Null | Null | Null | Null | Null | Null
0.1398 | 7 | 0.09644 | 12 | 0.4 | Null | Null | Null | Null | Null | Null | Null | Null | Null
0.1398 | 7 | 0.09644 | 12 | 0.5 | Null | Null | Null | Null | Null | Null | Null | Null | Null
0.1398 | 7 | 0.09644 | 12 | 0.6 | Null | Null | Null | Null | Null | Null | Null | Null | Null
0.1398 | 7 | 0.09644 | 12 | 0.7 | Null | Null | Null | Null | Null | Null | Null | Null | Null
0.1398 | 7 | 0.09644 | 12 | 0.8 | Null | Null | Null | Null | Null | Null | Null | Null | Null
0.1398 | 7 | 0.09644 | 12 | 0.9 | Null | Null | Null | Null | Null | Null | Null | Null | Null
0.1398 | 7 | 0.09644 | 12 | 1 | Null | Null | Null | Null | Null | Null | Null | Null | Null
0.1398 | 7 | 0.09644 | 12.5 | 0.15 | Null | Null | Null | Null | Null | Null | Null | Null | Null
0.1398 | 7 | 0.09644 | 12.5 | 0.2 | Null | Null | Null | Null | Null | Null | Null | Null | Null
0.1398 | 7 | 0.09644 | 12.5 | 0.3 | Null | Null | Null | Null | Null | Null | Null | Null | Null
0.1398 | 7 | 0.09644 | 12.5 | 0.4 | Null | Null | Null | Null | Null | Null | Null | Null | Null
0.1398 | 7 | 0.09644 | 12.5 | 0.5 | Null | Null | Null | Null | Null | Null | Null | Null | Null
0.1398 | 7 | 0.09644 | 12.5 | 0.6 | Null | Null | Null | Null | Null | Null | Null | Null | Null
0.1398 | 7 | 0.09644 | 12.5 | 0.7 | Null | Null | Null | Null | Null | Null | Null | Null | Null
0.1398 | 7 | 0.09644 | 12.5 | 0.8 | Null | Null | Null | Null | Null | Null | Null | Null | Null
0.1398 | 7 | 0.09644 | 12.5 | 0.9 | Null | Null | Null | Null | Null | Null | Null | Null | Null
0.1398 | 7 | 0.09644 | 12.5 | 1 | Null | Null | Null | Null | Null | Null | Null | Null | Null
0.1398 | 7 | 0.09644 | 13 | 0.15 | Null | Null | Null | Null | Null | Null | Null | Null | Null
0.1398 | 7 | 0.09644 | 13 | 0.2 | Null | Null | Null | Null | Null | Null | Null | Null | Null
0.1398 | 7 | 0.09644 | 13 | 0.3 | Null | Null | Null | Null | Null | Null | Null | Null | Null
0.1398 | 7 | 0.09644 | 13 | 0.4 | Null | Null | Null | Null | Null | Null | Null | Null | Null
0.1398 | 7 | 0.09644 | 13 | 0.5 | Null | Null | Null | Null | Null | Null | Null | Null | Null
0.1398 | 7 | 0.09644 | 13 | 0.6 | Null | Null | Null | Null | Null | Null | Null | Null | Null
0.1398 | 7 | 0.09644 | 13 | 0.7 | Null | Null | Null | Null | Null | Null | Null | Null | Null
0.1398 | 7 | 0.09644 | 13 | 0.8 | Null | Null | Null | Null | Null | Null | Null | Null | Null
0.1398 | 7 | 0.09644 | 13 | 0.9 | Null | Null | Null | Null | Null | Null | Null | Null | Null
0.1398 | 7 | 0.09644 | 13 | 1 | Null | Null | Null | Null | Null | Null | Null | Null | Null
0.1398 | 7 | 0.09644 | 13.5 | 0.15 | Null | Null | Null | Null | Null | Null | Null | Null | Null
0.1398 | 7 | 0.09644 | 13.5 | 0.2 | Null | Null | Null | Null | Null | Null | Null | Null | Null
0.1398 | 7 | 0.09644 | 13.5 | 0.3 | Null | Null | Null | Null | Null | Null | Null | Null | Null
0.1398 | 7 | 0.09644 | 13.5 | 0.4 | Null | Null | Null | Null | Null | Null | Null | Null | Null
0.1398 | 7 | 0.09644 | 13.5 | 0.5 | Null | Null | Null | Null | Null | Null | Null | Null | Null
0.1398 | 7 | 0.09644 | 13.5 | 0.6 | Null | Null | Null | Null | Null | Null | Null | Null | Null
0.1398 | 7 | 0.09644 | 13.5 | 0.7 | Null | Null | Null | Null | Null | Null | Null | Null | Null
0.1398 | 7 | 0.09644 | 13.5 | 0.8 | Null | Null | Null | Null | Null | Null | Null | Null | Null
0.1398 | 7 | 0.09644 | 13.5 | 0.9 | Null | Null | Null | Null | Null | Null | Null | Null | Null
0.1398 | 7 | 0.09644 | 13.5 | 1 | Null | Null | Null | Null | Null | Null | Null | Null | Null
0.1398 | 7 | 0.09644 | 14 | 0.15 | Null | Null | Null | Null | Null | Null | Null | Null | Null
0.1398 | 7 | 0.09644 | 14 | 0.2 | Null | Null | Null | Null | Null | Null | Null | Null | Null
0.1398 | 7 | 0.09644 | 14 | 0.3 | Null | Null | Null | Null | Null | Null | Null | Null | Null
0.1398 | 7 | 0.09644 | 14 | 0.4 | Null | Null | Null | Null | Null | Null | Null | Null | Null
0.1398 | 7 | 0.09644 | 14 | 0.5 | Null | Null | Null | Null | Null | Null | Null | Null | Null
0.1398 | 7 | 0.09644 | 14 | 0.6 | Null | Null | Null | Null | Null | Null | Null | Null | Null
0.1398 | 7 | 0.09644 | 14 | 0.7 | Null | Null | Null | Null | Null | Null | Null | Null | Null
0.1398 | 7 | 0.09644 | 14 | 0.8 | Null | Null | Null | Null | Null | Null | Null | Null | Null
0.1398 | 7 | 0.09644 | 14 | 0.9 | Null | Null | Null | Null | Null | Null | Null | Null | Null
0.1398 | 7 | 0.09644 | 14 | 1 | Null | Null | Null | Null | Null | Null | Null | Null | Null
0.1398 | 7 | 0.09644 | 14.5 | 0.15 | Null | Null | Null | Null | Null | Null | Null | Null | Null
0.1398 | 7 | 0.09644 | 14.5 | 0.2 | Null | Null | Null | Null | Null | Null | Null | Null | Null
0.1398 | 7 | 0.09644 | 14.5 | 0.3 | Null | Null | Null | Null | Null | Null | Null | Null | Null
0.1398 | 7 | 0.09644 | 14.5 | 0.4 | Null | Null | Null | Null | Null | Null | Null | Null | Null
0.1398 | 7 | 0.09644 | 14.5 | 0.5 | Null | Null | Null | Null | Null | Null | Null | Null | Null
0.1398 | 7 | 0.09644 | 14.5 | 0.6 | Null | Null | Null | Null | Null | Null | Null | Null | Null
0.1398 | 7 | 0.09644 | 14.5 | 0.7 | Null | Null | Null | Null | Null | Null | Null | Null | Null
0.1398 | 7 | 0.09644 | 14.5 | 0.8 | Null | Null | Null | Null | Null | Null | Null | Null | Null
0.1398 | 7 | 0.09644 | 14.5 | 0.9 | Null | Null | Null | Null | Null | Null | Null | Null | Null
0.1398 | 7 | 0.09644 | 14.5 | 1 | Null | Null | Null | Null | Null | Null | Null | Null | Null
0.1398 | 7 | 0.09644 | 15 | 0.15 | Null | Null | Null | Null | Null | Null | Null | Null | Null
0.1398 | 7 | 0.09644 | 15 | 0.2 | Null | Null | Null | Null | Null | Null | Null | Null | Null
0.1398 | 7 | 0.09644 | 15 | 0.3 | Null | Null | Null | Null | Null | Null | Null | Null | Null
0.1398 | 7 | 0.09644 | 15 | 0.4 | Null | Null | Null | Null | Null | Null | Null | Null | Null
0.1398 | 7 | 0.09644 | 15 | 0.5 | Null | Null | Null | Null | Null | Null | Null | Null | Null
0.1398 | 7 | 0.09644 | 15 | 0.6 | Null | Null | Null | Null | Null | Null | Null | Null | Null
0.1398 | 7 | 0.09644 | 15 | 0.7 | Null | Null | Null | Null | Null | Null | Null | Null | Null
0.1398 | 7 | 0.09644 | 15 | 0.8 | Null | Null | Null | Null | Null | Null | Null | Null | Null
0.1398 | 7 | 0.09644 | 15 | 0.9 | Null | Null | Null | Null | Null | Null | Null | Null | Null
0.1398 | 7 | 0.09644 | 15 | 1 | Null | Null | Null | Null | Null | Null | Null | Null | Null
0.1398 | 7 | 0.09644 | 15.5 | 0.15 | Null | Null | Null | Null | Null | Null | Null | Null | Null
0.1398 | 7 | 0.09644 | 15.5 | 0.2 | Null | Null | Null | Null | Null | Null | Null | Null | Null
0.1398 | 7 | 0.09644 | 15.5 | 0.3 | Null | Null | Null | Null | Null | Null | Null | Null | Null
0.1398 | 7 | 0.09644 | 15.5 | 0.4 | Null | Null | Null | Null | Null | Null | Null | Null | Null
0.1398 | 7 | 0.09644 | 15.5 | 0.5 | Null | Null | Null | Null | Null | Null | Null | Null | Null
0.1398 | 7 | 0.09644 | 15.5 | 0.6 | Null | Null | Null | Null | Null | Null | Null | Null | Null
0.1398 | 7 | 0.09644 | 15.5 | 0.7 | Null | Null | Null | Null | Null | Null | Null | Null | Null
0.1398 | 7 | 0.09644 | 15.5 | 0.8 | Null | Null | Null | Null | Null | Null | Null | Null | Null
0.1398 | 7 | 0.09644 | 15.5 | 0.9 | Null | Null | Null | Null | Null | Null | Null | Null | Null
0.1398 | 7 | 0.09644 | 15.5 | 1 | Null | Null | Null | Null | Null | Null | Null | Null | Null
0.1398 | 7 | 0.09644 | 16 | 0.15 | Null | Null | Null | Null | Null | Null | Null | Null | Null
0.1398 | 7 | 0.09644 | 16 | 0.2 | Null | Null | Null | Null | Null | Null | Null | Null | Null
0.1398 | 7 | 0.09644 | 16 | 0.3 | Null | Null | Null | Null | Null | Null | Null | Null | Null
0.1398 | 7 | 0.09644 | 16 | 0.4 | Null | Null | Null | Null | Null | Null | Null | Null | Null
0.1398 | 7 | 0.09644 | 16 | 0.5 | Null | Null | Null | Null | Null | Null | Null | Null | Null
0.1398 | 7 | 0.09644 | 16 | 0.6 | Null | Null | Null | Null | Null | Null | Null | Null | Null
0.1398 | 7 | 0.09644 | 16 | 0.7 | Null | Null | Null | Null | Null | Null | Null | Null | Null
0.1398 | 7 | 0.09644 | 16 | 0.8 | Null | Null | Null | Null | Null | Null | Null | Null | Null
0.1398 | 7 | 0.09644 | 16 | 0.9 | Null | Null | Null | Null | Null | Null | Null | Null | Null
0.1398 | 7 | 0.09644 | 16 | 1 | Null | Null | Null | Null | Null | Null | Null | Null | Null
0.1398 | 7 | 0.09644 | 16.5 | 0.15 | Null | Null | Null | Null | Null | Null | Null | Null | Null
0.1398 | 7 | 0.09644 | 16.5 | 0.2 | Null | Null | Null | Null | Null | Null | Null | Null | Null
0.1398 | 7 | 0.09644 | 16.5 | 0.3 | Null | Null | Null | Null | Null | Null | Null | Null | Null
0.1398 | 7 | 0.09644 | 16.5 | 0.4 | Null | Null | Null | Null | Null | Null | Null | Null | Null
0.1398 | 7 | 0.09644 | 16.5 | 0.5 | Null | Null | Null | Null | Null | Null | Null | Null | Null
0.1398 | 7 | 0.09644 | 16.5 | 0.6 | Null | Null | Null | Null | Null | Null | Null | Null | Null
0.1398 | 7 | 0.09644 | 16.5 | 0.7 | Null | Null | Null | Null | Null | Null | Null | Null | Null
0.1398 | 7 | 0.09644 | 16.5 | 0.8 | Null | Null | Null | Null | Null | Null | Null | Null | Null
0.1398 | 7 | 0.09644 | 16.5 | 0.9 | Null | Null | Null | Null | Null | Null | Null | Null | Null
0.1398 | 7 | 0.09644 | 16.5 | 1 | Null | Null | Null | Null | Null | Null | Null | Null | Null
0.1398 | 7 | 0.09644 | 17 | 0.15 | Null | Null | Null | Null | Null | Null | Null | Null | Null
0.1398 | 7 | 0.09644 | 17 | 0.2 | Null | Null | Null | Null | Null | Null | Null | Null | Null
0.1398 | 7 | 0.09644 | 17 | 0.3 | Null | Null | Null | Null | Null | Null | Null | Null | Null
0.1398 | 7 | 0.09644 | 17 | 0.4 | Null | Null | Null | Null | Null | Null | Null | Null | Null
0.1398 | 7 | 0.09644 | 17 | 0.5 | Null | Null | Null | Null | Null | Null | Null | Null | Null
0.1398 | 7 | 0.09644 | 17 | 0.6 | Null | Null | Null | Null | Null | Null | Null | Null | Null
0.1398 | 7 | 0.09644 | 17 | 0.7 | Null | Null | Null | Null | Null | Null | Null | Null | Null
0.1398 | 7 | 0.09644 | 17 | 0.8 | Null | Null | Null | Null | Null | Null | Null | Null | Null
0.1398 | 7 | 0.09644 | 17 | 0.9 | Null | Null | Null | Null | Null | Null | Null | Null | Null
0.1398 | 7 | 0.09644 | 17 | 1 | Null | Null | Null | Null | Null | Null | Null | Null | Null
0.1398 | 7 | 0.09644 | 17.5 | 0.15 | Null | Null | Null | Null | Null | Null | Null | Null | Null
0.1398 | 7 | 0.09644 | 17.5 | 0.2 | Null | Null | Null | Null | Null | Null | Null | Null | Null
0.1398 | 7 | 0.09644 | 17.5 | 0.3 | Null | Null | Null | Null | Null | Null | Null | Null | Null
0.1398 | 7 | 0.09644 | 17.5 | 0.4 | Null | Null | Null | Null | Null | Null | Null | Null | Null
0.1398 | 7 | 0.09644 | 17.5 | 0.5 | Null | Null | Null | Null | Null | Null | Null | Null | Null
0.1398 | 7 | 0.09644 | 17.5 | 0.6 | Null | Null | Null | Null | Null | Null | Null | Null | Null
0.1398 | 7 | 0.09644 | 17.5 | 0.7 | Null | Null | Null | Null | Null | Null | Null | Null | Null
0.1398 | 7 | 0.09644 | 17.5 | 0.8 | Null | Null | Null | Null | Null | Null | Null | Null | Null
0.1398 | 7 | 0.09644 | 17.5 | 0.9 | Null | Null | Null | Null | Null | Null | Null | Null | Null
0.1398 | 7 | 0.09644 | 17.5 | 1 | Null | Null | Null | Null | Null | Null | Null | Null | Null
0.1398 | 7 | 0.09644 | 18 | 0.15 | Null | Null | Null | Null | Null | Null | Null | Null | Null
0.1398 | 7 | 0.09644 | 18 | 0.2 | Null | Null | Null | Null | Null | Null | Null | Null | Null
0.1398 | 7 | 0.09644 | 18 | 0.3 | Null | Null | Null | Null | Null | Null | Null | Null | Null
0.1398 | 7 | 0.09644 | 18 | 0.4 | Null | Null | Null | Null | Null | Null | Null | Null | Null
0.1398 | 7 | 0.09644 | 18 | 0.5 | Null | Null | Null | Null | Null | Null | Null | Null | Null
0.1398 | 7 | 0.09644 | 18 | 0.6 | Null | Null | Null | Null | Null | Null | Null | Null | Null
0.1398 | 7 | 0.09644 | 18 | 0.7 | Null | Null | Null | Null | Null | Null | Null | Null | Null
0.1398 | 7 | 0.09644 | 18 | 0.8 | Null | Null | Null | Null | Null | Null | Null | Null | Null
0.1398 | 7 | 0.09644 | 18 | 0.9 | Null | Null | Null | Null | Null | Null | Null | Null | Null
0.1398 | 7 | 0.09644 | 18 | 1 | Null | Null | Null | Null | Null | Null | Null | Null | Null
0.1398 | 7 | 0.09644 | 21 | 0.15 | Null | Null | Null | Null | Null | Null | Null | Null | Null
0.1398 | 7 | 0.09644 | 21 | 0.2 | Null | Null | Null | Null | Null | Null | Null | Null | Null
0.1398 | 7 | 0.09644 | 21 | 0.3 | Null | Null | Null | Null | Null | Null | Null | Null | Null
0.1398 | 7 | 0.09644 | 21 | 0.4 | Null | Null | Null | Null | Null | Null | Null | Null | Null
0.1398 | 7 | 0.09644 | 21 | 0.5 | Null | Null | Null | Null | Null | Null | Null | Null | Null
0.1398 | 7 | 0.09644 | 21 | 0.6 | Null | Null | Null | Null | Null | Null | Null | Null | Null
0.1398 | 7 | 0.09644 | 21 | 0.7 | Null | Null | Null | Null | Null | Null | Null | Null | Null
0.1398 | 7 | 0.09644 | 21 | 0.8 | Null | Null | Null | Null | Null | Null | Null | Null | Null
0.1398 | 7 | 0.09644 | 21 | 0.9 | Null | Null | Null | Null | Null | Null | Null | Null | Null
0.1398 | 7 | 0.09644 | 21 | 1 | Null | Null | Null | Null | Null | Null | Null | Null | Null
0.1398 | 7 | 0.09644 | 24 | 0.15 | Null | Null | Null | Null | Null | Null | Null | Null | Null
0.1398 | 7 | 0.09644 | 24 | 0.2 | Null | Null | Null | Null | Null | Null | Null | Null | Null
0.1398 | 7 | 0.09644 | 24 | 0.3 | Null | Null | Null | Null | Null | Null | Null | Null | Null
0.1398 | 7 | 0.09644 | 24 | 0.4 | Null | Null | Null | Null | Null | Null | Null | Null | Null
0.1398 | 7 | 0.09644 | 24 | 0.5 | Null | Null | Null | Null | Null | Null | Null | Null | Null
0.1398 | 7 | 0.09644 | 24 | 0.6 | Null | Null | Null | Null | Null | Null | Null | Null | Null
0.1398 | 7 | 0.09644 | 24 | 0.7 | Null | Null | Null | Null | Null | Null | Null | Null | Null
0.1398 | 7 | 0.09644 | 24 | 0.8 | Null | Null | Null | Null | Null | Null | Null | Null | Null
0.1398 | 7 | 0.09644 | 24 | 0.9 | Null | Null | Null | Null | Null | Null | Null | Null | Null
0.1398 | 7 | 0.09644 | 24 | 1 | Null | Null | Null | Null | Null | Null | Null | Null | Null
0.1398 | 7 | 0.09644 | 27 | 0.15 | Null | Null | Null | Null | Null | Null | Null | Null | Null
0.1398 | 7 | 0.09644 | 27 | 0.2 | Null | Null | Null | Null | Null | Null | Null | Null | Null
0.1398 | 7 | 0.09644 | 27 | 0.3 | Null | Null | Null | Null | Null | Null | Null | Null | Null
0.1398 | 7 | 0.09644 | 27 | 0.4 | Null | Null | Null | Null | Null | Null | Null | Null | Null
0.1398 | 7 | 0.09644 | 27 | 0.5 | Null | Null | Null | Null | Null | Null | Null | Null | Null
0.1398 | 7 | 0.09644 | 27 | 0.6 | Null | Null | Null | Null | Null | Null | Null | Null | Null
0.1398 | 7 | 0.09644 | 27 | 0.7 | Null | Null | Null | Null | Null | Null | Null | Null | Null
0.1398 | 7 | 0.09644 | 27 | 0.8 | Null | Null | Null | Null | Null | Null | Null | Null | Null
0.1398 | 7 | 0.09644 | 27 | 0.9 | Null | Null | Null | Null | Null | Null | Null | Null | Null
0.1398 | 7 | 0.09644 | 27 | 1 | Null | Null | Null | Null | Null | Null | Null | Null | Null
0.1398 | 7 | 0.09644 | 30 | 0.15 | Null | Null | Null | Null | Null | Null | Null | Null | Null
0.1398 | 7 | 0.09644 | 30 | 0.2 | Null | Null | Null | Null | Null | Null | Null | Null | Null
0.1398 | 7 | 0.09644 | 30 | 0.3 | Null | Null | Null | Null | Null | Null | Null | Null | Null
0.1398 | 7 | 0.09644 | 30 | 0.4 | Null | Null | Null | Null | Null | Null | Null | Null | Null
0.1398 | 7 | 0.09644 | 30 | 0.5 | Null | Null | Null | Null | Null | Null | Null | Null | Null
0.1398 | 7 | 0.09644 | 30 | 0.6 | Null | Null | Null | Null | Null | Null | Null | Null | Null
0.1398 | 7 | 0.09644 | 30 | 0.7 | Null | Null | Null | Null | Null | Null | Null | Null | Null
0.1398 | 7 | 0.09644 | 30 | 0.8 | Null | Null | Null | Null | Null | Null | Null | Null | Null
0.1398 | 7 | 0.09644 | 30 | 0.9 | Null | Null | Null | Null | Null | Null | Null | Null | Null
0.1398 | 7 | 0.09644 | 30 | 1 | Null | Null | Null | Null | Null | Null | Null | Null | Null
0.1398 | 7 | 0.09737 | 10.5 | 0.15 | Null | Null | Null | Null | Null | Null | Null | Null | Null
0.1398 | 7 | 0.09737 | 10.5 | 0.2 | Null | Null | Null | Null | Null | Null | Null | Null | Null
0.1398 | 7 | 0.09737 | 10.5 | 0.3 | Null | Null | Null | Null | Null | Null | Null | Null | Null
0.1398 | 7 | 0.09737 | 10.5 | 0.4 | Null | Null | Null | Null | Null | Null | Null | Null | Null
0.1398 | 7 | 0.09737 | 10.5 | 0.5 | Null | Null | Null | Null | Null | Null | Null | Null | Null
0.1398 | 7 | 0.09737 | 10.5 | 0.6 | Null | Null | Null | Null | Null | Null | Null | Null | Null
0.1398 | 7 | 0.09737 | 10.5 | 0.7 | Null | Null | Null | Null | Null | Null | Null | Null | Null
0.1398 | 7 | 0.09737 | 10.5 | 0.8 | Null | Null | Null | Null | Null | Null | Null | Null | Null
0.1398 | 7 | 0.09737 | 10.5 | 0.9 | Null | Null | Null | Null | Null | Null | Null | Null | Null
0.1398 | 7 | 0.09737 | 10.5 | 1 | Null | Null | Null | Null | Null | Null | Null | Null | Null
0.1398 | 7 | 0.09737 | 11 | 0.15 | Null | Null | Null | Null | Null | Null | Null | Null | Null
0.1398 | 7 | 0.09737 | 11 | 0.2 | Null | Null | Null | Null | Null | Null | Null | Null | Null
0.1398 | 7 | 0.09737 | 11 | 0.3 | Null | Null | Null | Null | Null | Null | Null | Null | Null
0.1398 | 7 | 0.09737 | 11 | 0.4 | Null | Null | Null | Null | Null | Null | Null | Null | Null
0.1398 | 7 | 0.09737 | 11 | 0.5 | Null | Null | Null | Null | Null | Null | Null | Null | Null
0.1398 | 7 | 0.09737 | 11 | 0.6 | Null | Null | Null | Null | Null | Null | Null | Null | Null
0.1398 | 7 | 0.09737 | 11 | 0.7 | Null | Null | Null | Null | Null | Null | Null | Null | Null
0.1398 | 7 | 0.09737 | 11 | 0.8 | Null | Null | Null | Null | Null | Null | Null | Null | Null
0.1398 | 7 | 0.09737 | 11 | 0.9 | Null | Null | Null | Null | Null | Null | Null | Null | Null
0.1398 | 7 | 0.09737 | 11 | 1 | Null | Null | Null | Null | Null | Null | Null | Null | Null
0.1398 | 7 | 0.09737 | 11.5 | 0.15 | Null | Null | Null | Null | Null | Null | Null | Null | Null
0.1398 | 7 | 0.09737 | 11.5 | 0.2 | Null | Null | Null | Null | Null | Null | Null | Null | Null
0.1398 | 7 | 0.09737 | 11.5 | 0.3 | Null | Null | Null | Null | Null | Null | Null | Null | Null
0.1398 | 7 | 0.09737 | 11.5 | 0.4 | Null | Null | Null | Null | Null | Null | Null | Null | Null
0.1398 | 7 | 0.09737 | 11.5 | 0.5 | Null | Null | Null | Null | Null | Null | Null | Null | Null
0.1398 | 7 | 0.09737 | 11.5 | 0.6 | Null | Null | Null | Null | Null | Null | Null | Null | Null
0.1398 | 7 | 0.09737 | 11.5 | 0.7 | Null | Null | Null | Null | Null | Null | Null | Null | Null
0.1398 | 7 | 0.09737 | 11.5 | 0.8 | Null | Null | Null | Null | Null | Null | Null | Null | Null
0.1398 | 7 | 0.09737 | 11.5 | 0.9 | Null | Null | Null | Null | Null | Null | Null | Null | Null
0.1398 | 7 | 0.09737 | 11.5 | 1 | Null | Null | Null | Null | Null | Null | Null | Null | Null
0.1398 | 7 | 0.09737 | 12 | 0.15 | Null | Null | Null | Null | Null | Null | Null | Null | Null
0.1398 | 7 | 0.09737 | 12 | 0.2 | Null | Null | Null | Null | Null | Null | Null | Null | Null
0.1398 | 7 | 0.09737 | 12 | 0.3 | Null | Null | Null | Null | Null | Null | Null | Null | Null
0.1398 | 7 | 0.09737 | 12 | 0.4 | Null | Null | Null | Null | Null | Null | Null | Null | Null
0.1398 | 7 | 0.09737 | 12 | 0.5 | Null | Null | Null | Null | Null | Null | Null | Null | Null
0.1398 | 7 | 0.09737 | 12 | 0.6 | Null | Null | Null | Null | Null | Null | Null | Null | Null
0.1398 | 7 | 0.09737 | 12 | 0.7 | Null | Null | Null | Null | Null | Null | Null | Null | Null
0.1398 | 7 | 0.09737 | 12 | 0.8 | Null | Null | Null | Null | Null | Null | Null | Null | Null
0.1398 | 7 | 0.09737 | 12 | 0.9 | Null | Null | Null | Null | Null | Null | Null | Null | Null
0.1398 | 7 | 0.09737 | 12 | 1 | Null | Null | Null | Null | Null | Null | Null | Null | Null
0.1398 | 7 | 0.09737 | 12.5 | 0.15 | Null | Null | Null | Null | Null | Null | Null | Null | Null
0.1398 | 7 | 0.09737 | 12.5 | 0.2 | Null | Null | Null | Null | Null | Null | Null | Null | Null
0.1398 | 7 | 0.09737 | 12.5 | 0.3 | Null | Null | Null | Null | Null | Null | Null | Null | Null
0.1398 | 7 | 0.09737 | 12.5 | 0.4 | Null | Null | Null | Null | Null | Null | Null | Null | Null
0.1398 | 7 | 0.09737 | 12.5 | 0.5 | Null | Null | Null | Null | Null | Null | Null | Null | Null
0.1398 | 7 | 0.09737 | 12.5 | 0.6 | Null | Null | Null | Null | Null | Null | Null | Null | Null
0.1398 | 7 | 0.09737 | 12.5 | 0.7 | Null | Null | Null | Null | Null | Null | Null | Null | Null
0.1398 | 7 | 0.09737 | 12.5 | 0.8 | Null | Null | Null | Null | Null | Null | Null | Null | Null
0.1398 | 7 | 0.09737 | 12.5 | 0.9 | Null | Null | Null | Null | Null | Null | Null | Null | Null
0.1398 | 7 | 0.09737 | 12.5 | 1 | Null | Null | Null | Null | Null | Null | Null | Null | Null
0.1398 | 7 | 0.09737 | 13 | 0.15 | Null | Null | Null | Null | Null | Null | Null | Null | Null
0.1398 | 7 | 0.09737 | 13 | 0.2 | Null | Null | Null | Null | Null | Null | Null | Null | Null
0.1398 | 7 | 0.09737 | 13 | 0.3 | Null | Null | Null | Null | Null | Null | Null | Null | Null
0.1398 | 7 | 0.09737 | 13 | 0.4 | Null | Null | Null | Null | Null | Null | Null | Null | Null
0.1398 | 7 | 0.09737 | 13 | 0.5 | Null | Null | Null | Null | Null | Null | Null | Null | Null
0.1398 | 7 | 0.09737 | 13 | 0.6 | Null | Null | Null | Null | Null | Null | Null | Null | Null
0.1398 | 7 | 0.09737 | 13 | 0.7 | Null | Null | Null | Null | Null | Null | Null | Null | Null
0.1398 | 7 | 0.09737 | 13 | 0.8 | Null | Null | Null | Null | Null | Null | Null | Null | Null
0.1398 | 7 | 0.09737 | 13 | 0.9 | Null | Null | Null | Null | Null | Null | Null | Null | Null
0.1398 | 7 | 0.09737 | 13 | 1 | Null | Null | Null | Null | Null | Null | Null | Null | Null
0.1398 | 7 | 0.09737 | 13.5 | 0.15 | Null | Null | Null | Null | Null | Null | Null | Null | Null
0.1398 | 7 | 0.09737 | 13.5 | 0.2 | Null | Null | Null | Null | Null | Null | Null | Null | Null
0.1398 | 7 | 0.09737 | 13.5 | 0.3 | Null | Null | Null | Null | Null | Null | Null | Null | Null
0.1398 | 7 | 0.09737 | 13.5 | 0.4 | Null | Null | Null | Null | Null | Null | Null | Null | Null
0.1398 | 7 | 0.09737 | 13.5 | 0.5 | Null | Null | Null | Null | Null | Null | Null | Null | Null
0.1398 | 7 | 0.09737 | 13.5 | 0.6 | Null | Null | Null | Null | Null | Null | Null | Null | Null
0.1398 | 7 | 0.09737 | 13.5 | 0.7 | Null | Null | Null | Null | Null | Null | Null | Null | Null
0.1398 | 7 | 0.09737 | 13.5 | 0.8 | Null | Null | Null | Null | Null | Null | Null | Null | Null
0.1398 | 7 | 0.09737 | 13.5 | 0.9 | Null | Null | Null | Null | Null | Null | Null | Null | Null
0.1398 | 7 | 0.09737 | 13.5 | 1 | Null | Null | Null | Null | Null | Null | Null | Null | Null
0.1398 | 7 | 0.09737 | 14 | 0.15 | Null | Null | Null | Null | Null | Null | Null | Null | Null
0.1398 | 7 | 0.09737 | 14 | 0.2 | Null | Null | Null | Null | Null | Null | Null | Null | Null
0.1398 | 7 | 0.09737 | 14 | 0.3 | Null | Null | Null | Null | Null | Null | Null | Null | Null
0.1398 | 7 | 0.09737 | 14 | 0.4 | Null | Null | Null | Null | Null | Null | Null | Null | Null
0.1398 | 7 | 0.09737 | 14 | 0.5 | Null | Null | Null | Null | Null | Null | Null | Null | Null
0.1398 | 7 | 0.09737 | 14 | 0.6 | Null | Null | Null | Null | Null | Null | Null | Null | Null
0.1398 | 7 | 0.09737 | 14 | 0.7 | Null | Null | Null | Null | Null | Null | Null | Null | Null
0.1398 | 7 | 0.09737 | 14 | 0.8 | Null | Null | Null | Null | Null | Null | Null | Null | Null
0.1398 | 7 | 0.09737 | 14 | 0.9 | Null | Null | Null | Null | Null | Null | Null | Null | Null
0.1398 | 7 | 0.09737 | 14 | 1 | Null | Null | Null | Null | Null | Null | Null | Null | Null
0.1398 | 7 | 0.09737 | 14.5 | 0.15 | Null | Null | Null | Null | Null | Null | Null | Null | Null
0.1398 | 7 | 0.09737 | 14.5 | 0.2 | Null | Null | Null | Null | Null | Null | Null | Null | Null
0.1398 | 7 | 0.09737 | 14.5 | 0.3 | Null | Null | Null | Null | Null | Null | Null | Null | Null
0.1398 | 7 | 0.09737 | 14.5 | 0.4 | Null | Null | Null | Null | Null | Null | Null | Null | Null
0.1398 | 7 | 0.09737 | 14.5 | 0.5 | Null | Null | Null | Null | Null | Null | Null | Null | Null
0.1398 | 7 | 0.09737 | 14.5 | 0.6 | Null | Null | Null | Null | Null | Null | Null | Null | Null
0.1398 | 7 | 0.09737 | 14.5 | 0.7 | Null | Null | Null | Null | Null | Null | Null | Null | Null
0.1398 | 7 | 0.09737 | 14.5 | 0.8 | Null | Null | Null | Null | Null | Null | Null | Null | Null
0.1398 | 7 | 0.09737 | 14.5 | 0.9 | Null | Null | Null | Null | Null | Null | Null | Null | Null
0.1398 | 7 | 0.09737 | 14.5 | 1 | Null | Null | Null | Null | Null | Null | Null | Null | Null
0.1398 | 7 | 0.09737 | 15 | 0.15 | Null | Null | Null | Null | Null | Null | Null | Null | Null
0.1398 | 7 | 0.09737 | 15 | 0.2 | Null | Null | Null | Null | Null | Null | Null | Null | Null
0.1398 | 7 | 0.09737 | 15 | 0.3 | Null | Null | Null | Null | Null | Null | Null | Null | Null
0.1398 | 7 | 0.09737 | 15 | 0.4 | Null | Null | Null | Null | Null | Null | Null | Null | Null
0.1398 | 7 | 0.09737 | 15 | 0.5 | Null | Null | Null | Null | Null | Null | Null | Null | Null
0.1398 | 7 | 0.09737 | 15 | 0.6 | Null | Null | Null | Null | Null | Null | Null | Null | Null
0.1398 | 7 | 0.09737 | 15 | 0.7 | Null | Null | Null | Null | Null | Null | Null | Null | Null
0.1398 | 7 | 0.09737 | 15 | 0.8 | Null | Null | Null | Null | Null | Null | Null | Null | Null
0.1398 | 7 | 0.09737 | 15 | 0.9 | Null | Null | Null | Null | Null | Null | Null | Null | Null
0.1398 | 7 | 0.09737 | 15 | 1 | Null | Null | Null | Null | Null | Null | Null | Null | Null
0.1398 | 7 | 0.09737 | 15.5 | 0.15 | Null | Null | Null | Null | Null | Null | Null | Null | Null
0.1398 | 7 | 0.09737 | 15.5 | 0.2 | Null | Null | Null | Null | Null | Null | Null | Null | Null
0.1398 | 7 | 0.09737 | 15.5 | 0.3 | Null | Null | Null | Null | Null | Null | Null | Null | Null
0.1398 | 7 | 0.09737 | 15.5 | 0.4 | Null | Null | Null | Null | Null | Null | Null | Null | Null
0.1398 | 7 | 0.09737 | 15.5 | 0.5 | Null | Null | Null | Null | Null | Null | Null | Null | Null
0.1398 | 7 | 0.09737 | 15.5 | 0.6 | Null | Null | Null | Null | Null | Null | Null | Null | Null
0.1398 | 7 | 0.09737 | 15.5 | 0.7 | Null | Null | Null | Null | Null | Null | Null | Null | Null
0.1398 | 7 | 0.09737 | 15.5 | 0.8 | Null | Null | Null | Null | Null | Null | Null | Null | Null
0.1398 | 7 | 0.09737 | 15.5 | 0.9 | Null | Null | Null | Null | Null | Null | Null | Null | Null
0.1398 | 7 | 0.09737 | 15.5 | 1 | Null | Null | Null | Null | Null | Null | Null | Null | Null
0.1398 | 7 | 0.09737 | 16 | 0.15 | Null | Null | Null | Null | Null | Null | Null | Null | Null
0.1398 | 7 | 0.09737 | 16 | 0.2 | Null | Null | Null | Null | Null | Null | Null | Null | Null
0.1398 | 7 | 0.09737 | 16 | 0.3 | Null | Null | Null | Null | Null | Null | Null | Null | Null
0.1398 | 7 | 0.09737 | 16 | 0.4 | Null | Null | Null | Null | Null | Null | Null | Null | Null
0.1398 | 7 | 0.09737 | 16 | 0.5 | Null | Null | Null | Null | Null | Null | Null | Null | Null
0.1398 | 7 | 0.09737 | 16 | 0.6 | Null | Null | Null | Null | Null | Null | Null | Null | Null
0.1398 | 7 | 0.09737 | 16 | 0.7 | Null | Null | Null | Null | Null | Null | Null | Null | Null
0.1398 | 7 | 0.09737 | 16 | 0.8 | Null | Null | Null | Null | Null | Null | Null | Null | Null
0.1398 | 7 | 0.09737 | 16 | 0.9 | Null | Null | Null | Null | Null | Null | Null | Null | Null
0.1398 | 7 | 0.09737 | 16 | 1 | Null | Null | Null | Null | Null | Null | Null | Null | Null
0.1398 | 7 | 0.09737 | 16.5 | 0.15 | Null | Null | Null | Null | Null | Null | Null | Null | Null
0.1398 | 7 | 0.09737 | 16.5 | 0.2 | Null | Null | Null | Null | Null | Null | Null | Null | Null
0.1398 | 7 | 0.09737 | 16.5 | 0.3 | Null | Null | Null | Null | Null | Null | Null | Null | Null
0.1398 | 7 | 0.09737 | 16.5 | 0.4 | Null | Null | Null | Null | Null | Null | Null | Null | Null
0.1398 | 7 | 0.09737 | 16.5 | 0.5 | Null | Null | Null | Null | Null | Null | Null | Null | Null
0.1398 | 7 | 0.09737 | 16.5 | 0.6 | Null | Null | Null | Null | Null | Null | Null | Null | Null
0.1398 | 7 | 0.09737 | 16.5 | 0.7 | Null | Null | Null | Null | Null | Null | Null | Null | Null
0.1398 | 7 | 0.09737 | 16.5 | 0.8 | Null | Null | Null | Null | Null | Null | Null | Null | Null
0.1398 | 7 | 0.09737 | 16.5 | 0.9 | Null | Null | Null | Null | Null | Null | Null | Null | Null
0.1398 | 7 | 0.09737 | 16.5 | 1 | Null | Null | Null | Null | Null | Null | Null | Null | Null
0.1398 | 7 | 0.09737 | 17 | 0.15 | Null | Null | Null | Null | Null | Null | Null | Null | Null
0.1398 | 7 | 0.09737 | 17 | 0.2 | Null | Null | Null | Null | Null | Null | Null | Null | Null
0.1398 | 7 | 0.09737 | 17 | 0.3 | Null | Null | Null | Null | Null | Null | Null | Null | Null
0.1398 | 7 | 0.09737 | 17 | 0.4 | Null | Null | Null | Null | Null | Null | Null | Null | Null
0.1398 | 7 | 0.09737 | 17 | 0.5 | Null | Null | Null | Null | Null | Null | Null | Null | Null
0.1398 | 7 | 0.09737 | 17 | 0.6 | Null | Null | Null | Null | Null | Null | Null | Null | Null
0.1398 | 7 | 0.09737 | 17 | 0.7 | Null | Null | Null | Null | Null | Null | Null | Null | Null
0.1398 | 7 | 0.09737 | 17 | 0.8 | Null | Null | Null | Null | Null | Null | Null | Null | Null
0.1398 | 7 | 0.09737 | 17 | 0.9 | Null | Null | Null | Null | Null | Null | Null | Null | Null
0.1398 | 7 | 0.09737 | 17 | 1 | Null | Null | Null | Null | Null | Null | Null | Null | Null
0.1398 | 7 | 0.09737 | 17.5 | 0.15 | Null | Null | Null | Null | Null | Null | Null | Null | Null
0.1398 | 7 | 0.09737 | 17.5 | 0.2 | Null | Null | Null | Null | Null | Null | Null | Null | Null
0.1398 | 7 | 0.09737 | 17.5 | 0.3 | Null | Null | Null | Null | Null | Null | Null | Null | Null
0.1398 | 7 | 0.09737 | 17.5 | 0.4 | Null | Null | Null | Null | Null | Null | Null | Null | Null
0.1398 | 7 | 0.09737 | 17.5 | 0.5 | Null | Null | Null | Null | Null | Null | Null | Null | Null
0.1398 | 7 | 0.09737 | 17.5 | 0.6 | Null | Null | Null | Null | Null | Null | Null | Null | Null
0.1398 | 7 | 0.09737 | 17.5 | 0.7 | Null | Null | Null | Null | Null | Null | Null | Null | Null
0.1398 | 7 | 0.09737 | 17.5 | 0.8 | Null | Null | Null | Null | Null | Null | Null | Null | Null
0.1398 | 7 | 0.09737 | 17.5 | 0.9 | Null | Null | Null | Null | Null | Null | Null | Null | Null
0.1398 | 7 | 0.09737 | 17.5 | 1 | Null | Null | Null | Null | Null | Null | Null | Null | Null
0.1398 | 7 | 0.09737 | 18 | 0.15 | Null | Null | Null | Null | Null | Null | Null | Null | Null
0.1398 | 7 | 0.09737 | 18 | 0.2 | Null | Null | Null | Null | Null | Null | Null | Null | Null
0.1398 | 7 | 0.09737 | 18 | 0.3 | Null | Null | Null | Null | Null | Null | Null | Null | Null
0.1398 | 7 | 0.09737 | 18 | 0.4 | Null | Null | Null | Null | Null | Null | Null | Null | Null
0.1398 | 7 | 0.09737 | 18 | 0.5 | Null | Null | Null | Null | Null | Null | Null | Null | Null
0.1398 | 7 | 0.09737 | 18 | 0.6 | Null | Null | Null | Null | Null | Null | Null | Null | Null
0.1398 | 7 | 0.09737 | 18 | 0.7 | Null | Null | Null | Null | Null | Null | Null | Null | Null
0.1398 | 7 | 0.09737 | 18 | 0.8 | Null | Null | Null | Null | Null | Null | Null | Null | Null
0.1398 | 7 | 0.09737 | 18 | 0.9 | Null | Null | Null | Null | Null | Null | Null | Null | Null
0.1398 | 7 | 0.09737 | 18 | 1 | Null | Null | Null | Null | Null | Null | Null | Null | Null
0.1398 | 7 | 0.09737 | 21 | 0.15 | Null | Null | Null | Null | Null | Null | Null | Null | Null
0.1398 | 7 | 0.09737 | 21 | 0.2 | Null | Null | Null | Null | Null | Null | Null | Null | Null
0.1398 | 7 | 0.09737 | 21 | 0.3 | Null | Null | Null | Null | Null | Null | Null | Null | Null
0.1398 | 7 | 0.09737 | 21 | 0.4 | Null | Null | Null | Null | Null | Null | Null | Null | Null
0.1398 | 7 | 0.09737 | 21 | 0.5 | Null | Null | Null | Null | Null | Null | Null | Null | Null
0.1398 | 7 | 0.09737 | 21 | 0.6 | Null | Null | Null | Null | Null | Null | Null | Null | Null
0.1398 | 7 | 0.09737 | 21 | 0.7 | Null | Null | Null | Null | Null | Null | Null | Null | Null
0.1398 | 7 | 0.09737 | 21 | 0.8 | Null | Null | Null | Null | Null | Null | Null | Null | Null
0.1398 | 7 | 0.09737 | 21 | 0.9 | Null | Null | Null | Null | Null | Null | Null | Null | Null
0.1398 | 7 | 0.09737 | 21 | 1 | Null | Null | Null | Null | Null | Null | Null | Null | Null
0.1398 | 7 | 0.09737 | 24 | 0.15 | Null | Null | Null | Null | Null | Null | Null | Null | Null
0.1398 | 7 | 0.09737 | 24 | 0.2 | Null | Null | Null | Null | Null | Null | Null | Null | Null
0.1398 | 7 | 0.09737 | 24 | 0.3 | Null | Null | Null | Null | Null | Null | Null | Null | Null
0.1398 | 7 | 0.09737 | 24 | 0.4 | Null | Null | Null | Null | Null | Null | Null | Null | Null
0.1398 | 7 | 0.09737 | 24 | 0.5 | Null | Null | Null | Null | Null | Null | Null | Null | Null
0.1398 | 7 | 0.09737 | 24 | 0.6 | Null | Null | Null | Null | Null | Null | Null | Null | Null
0.1398 | 7 | 0.09737 | 24 | 0.7 | Null | Null | Null | Null | Null | Null | Null | Null | Null
0.1398 | 7 | 0.09737 | 24 | 0.8 | Null | Null | Null | Null | Null | Null | Null | Null | Null
0.1398 | 7 | 0.09737 | 24 | 0.9 | Null | Null | Null | Null | Null | Null | Null | Null | Null
0.1398 | 7 | 0.09737 | 24 | 1 | Null | Null | Null | Null | Null | Null | Null | Null | Null
0.1398 | 7 | 0.09737 | 27 | 0.15 | Null | Null | Null | Null | Null | Null | Null | Null | Null
0.1398 | 7 | 0.09737 | 27 | 0.2 | Null | Null | Null | Null | Null | Null | Null | Null | Null
0.1398 | 7 | 0.09737 | 27 | 0.3 | Null | Null | Null | Null | Null | Null | Null | Null | Null
0.1398 | 7 | 0.09737 | 27 | 0.4 | Null | Null | Null | Null | Null | Null | Null | Null | Null
0.1398 | 7 | 0.09737 | 27 | 0.5 | Null | Null | Null | Null | Null | Null | Null | Null | Null
0.1398 | 7 | 0.09737 | 27 | 0.6 | Null | Null | Null | Null | Null | Null | Null | Null | Null
0.1398 | 7 | 0.09737 | 27 | 0.7 | Null | Null | Null | Null | Null | Null | Null | Null | Null
0.1398 | 7 | 0.09737 | 27 | 0.8 | Null | Null | Null | Null | Null | Null | Null | Null | Null
0.1398 | 7 | 0.09737 | 27 | 0.9 | Null | Null | Null | Null | Null | Null | Null | Null | Null
0.1398 | 7 | 0.09737 | 27 | 1 | Null | Null | Null | Null | Null | Null | Null | Null | Null
0.1398 | 7 | 0.09737 | 30 | 0.15 | Null | Null | Null | Null | Null | Null | Null | Null | Null
0.1398 | 7 | 0.09737 | 30 | 0.2 | Null | Null | Null | Null | Null | Null | Null | Null | Null
0.1398 | 7 | 0.09737 | 30 | 0.3 | Null | Null | Null | Null | Null | Null | Null | Null | Null
0.1398 | 7 | 0.09737 | 30 | 0.4 | Null | Null | Null | Null | Null | Null | Null | Null | Null
0.1398 | 7 | 0.09737 | 30 | 0.5 | Null | Null | Null | Null | Null | Null | Null | Null | Null
0.1398 | 7 | 0.09737 | 30 | 0.6 | Null | Null | Null | Null | Null | Null | Null | Null | Null
0.1398 | 7 | 0.09737 | 30 | 0.7 | Null | Null | Null | Null | Null | Null | Null | Null | Null
0.1398 | 7 | 0.09737 | 30 | 0.8 | Null | Null | Null | Null | Null | Null | Null | Null | Null
0.1398 | 7 | 0.09737 | 30 | 0.9 | Null | Null | Null | Null | Null | Null | Null | Null | Null
0.1398 | 7 | 0.09737 | 30 | 1 | Null | Null | Null | Null | Null | Null | Null | Null | Null
0.1398 | 7 | 0.115 | 10.5 | 0.15 | Null | Null | Null | Null | Null | Null | Null | Null | Null
0.1398 | 7 | 0.115 | 10.5 | 0.2 | Null | Null | Null | Null | Null | Null | Null | Null | Null
0.1398 | 7 | 0.115 | 10.5 | 0.3 | Null | Null | Null | Null | Null | Null | Null | Null | Null
0.1398 | 7 | 0.115 | 10.5 | 0.4 | Null | Null | Null | Null | Null | Null | Null | Null | Null
0.1398 | 7 | 0.115 | 10.5 | 0.5 | Null | Null | Null | Null | Null | Null | Null | Null | Null
0.1398 | 7 | 0.115 | 10.5 | 0.6 | Null | Null | Null | Null | Null | Null | Null | Null | Null
0.1398 | 7 | 0.115 | 10.5 | 0.7 | Null | Null | Null | Null | Null | Null | Null | Null | Null
0.1398 | 7 | 0.115 | 10.5 | 0.8 | Null | Null | Null | Null | Null | Null | Null | Null | Null
0.1398 | 7 | 0.115 | 10.5 | 0.9 | Null | Null | Null | Null | Null | Null | Null | Null | Null
0.1398 | 7 | 0.115 | 10.5 | 1 | Null | Null | Null | Null | Null | Null | Null | Null | Null
0.1398 | 7 | 0.115 | 11 | 0.15 | Null | Null | Null | Null | Null | Null | Null | Null | Null
0.1398 | 7 | 0.115 | 11 | 0.2 | Null | Null | Null | Null | Null | Null | Null | Null | Null
0.1398 | 7 | 0.115 | 11 | 0.3 | Null | Null | Null | Null | Null | Null | Null | Null | Null
0.1398 | 7 | 0.115 | 11 | 0.4 | Null | Null | Null | Null | Null | Null | Null | Null | Null
0.1398 | 7 | 0.115 | 11 | 0.5 | Null | Null | Null | Null | Null | Null | Null | Null | Null
0.1398 | 7 | 0.115 | 11 | 0.6 | Null | Null | Null | Null | Null | Null | Null | Null | Null
0.1398 | 7 | 0.115 | 11 | 0.7 | Null | Null | Null | Null | Null | Null | Null | Null | Null
0.1398 | 7 | 0.115 | 11 | 0.8 | Null | Null | Null | Null | Null | Null | Null | Null | Null
0.1398 | 7 | 0.115 | 11 | 0.9 | Null | Null | Null | Null | Null | Null | Null | Null | Null
0.1398 | 7 | 0.115 | 11 | 1 | Null | Null | Null | Null | Null | Null | Null | Null | Null
0.1398 | 7 | 0.115 | 11.5 | 0.15 | Null | Null | Null | Null | Null | Null | Null | Null | Null
0.1398 | 7 | 0.115 | 11.5 | 0.2 | Null | Null | Null | Null | Null | Null | Null | Null | Null
0.1398 | 7 | 0.115 | 11.5 | 0.3 | Null | Null | Null | Null | Null | Null | Null | Null | Null
0.1398 | 7 | 0.115 | 11.5 | 0.4 | Null | Null | Null | Null | Null | Null | Null | Null | Null
0.1398 | 7 | 0.115 | 11.5 | 0.5 | Null | Null | Null | Null | Null | Null | Null | Null | Null
0.1398 | 7 | 0.115 | 11.5 | 0.6 | Null | Null | Null | Null | Null | Null | Null | Null | Null
0.1398 | 7 | 0.115 | 11.5 | 0.7 | Null | Null | Null | Null | Null | Null | Null | Null | Null
0.1398 | 7 | 0.115 | 11.5 | 0.8 | Null | Null | Null | Null | Null | Null | Null | Null | Null
0.1398 | 7 | 0.115 | 11.5 | 0.9 | Null | Null | Null | Null | Null | Null | Null | Null | Null
0.1398 | 7 | 0.115 | 11.5 | 1 | Null | Null | Null | Null | Null | Null | Null | Null | Null
0.1398 | 7 | 0.115 | 12 | 0.15 | Null | Null | Null | Null | Null | Null | Null | Null | Null
0.1398 | 7 | 0.115 | 12 | 0.2 | Null | Null | Null | Null | Null | Null | Null | Null | Null
0.1398 | 7 | 0.115 | 12 | 0.3 | Null | Null | Null | Null | Null | Null | Null | Null | Null
0.1398 | 7 | 0.115 | 12 | 0.4 | Null | Null | Null | Null | Null | Null | Null | Null | Null
0.1398 | 7 | 0.115 | 12 | 0.5 | Null | Null | Null | Null | Null | Null | Null | Null | Null
0.1398 | 7 | 0.115 | 12 | 0.6 | Null | Null | Null | Null | Null | Null | Null | Null | Null
0.1398 | 7 | 0.115 | 12 | 0.7 | Null | Null | Null | Null | Null | Null | Null | Null | Null
0.1398 | 7 | 0.115 | 12 | 0.8 | Null | Null | Null | Null | Null | Null | Null | Null | Null
0.1398 | 7 | 0.115 | 12 | 0.9 | Null | Null | Null | Null | Null | Null | Null | Null | Null
0.1398 | 7 | 0.115 | 12 | 1 | Null | Null | Null | Null | Null | Null | Null | Null | Null
0.1398 | 7 | 0.115 | 12.5 | 0.15 | Null | Null | Null | Null | Null | Null | Null | Null | Null
0.1398 | 7 | 0.115 | 12.5 | 0.2 | Null | Null | Null | Null | Null | Null | Null | Null | Null
0.1398 | 7 | 0.115 | 12.5 | 0.3 | Null | Null | Null | Null | Null | Null | Null | Null | Null
0.1398 | 7 | 0.115 | 12.5 | 0.4 | Null | Null | Null | Null | Null | Null | Null | Null | Null
0.1398 | 7 | 0.115 | 12.5 | 0.5 | Null | Null | Null | Null | Null | Null | Null | Null | Null
0.1398 | 7 | 0.115 | 12.5 | 0.6 | Null | Null | Null | Null | Null | Null | Null | Null | Null
0.1398 | 7 | 0.115 | 12.5 | 0.7 | Null | Null | Null | Null | Null | Null | Null | Null | Null
0.1398 | 7 | 0.115 | 12.5 | 0.8 | Null | Null | Null | Null | Null | Null | Null | Null | Null
0.1398 | 7 | 0.115 | 12.5 | 0.9 | Null | Null | Null | Null | Null | Null | Null | Null | Null
0.1398 | 7 | 0.115 | 12.5 | 1 | Null | Null | Null | Null | Null | Null | Null | Null | Null
0.1398 | 7 | 0.115 | 13 | 0.15 | Null | Null | Null | Null | Null | Null | Null | Null | Null
0.1398 | 7 | 0.115 | 13 | 0.2 | Null | Null | Null | Null | Null | Null | Null | Null | Null
0.1398 | 7 | 0.115 | 13 | 0.3 | Null | Null | Null | Null | Null | Null | Null | Null | Null
0.1398 | 7 | 0.115 | 13 | 0.4 | Null | Null | Null | Null | Null | Null | Null | Null | Null
0.1398 | 7 | 0.115 | 13 | 0.5 | Null | Null | Null | Null | Null | Null | Null | Null | Null
0.1398 | 7 | 0.115 | 13 | 0.6 | Null | Null | Null | Null | Null | Null | Null | Null | Null
0.1398 | 7 | 0.115 | 13 | 0.7 | Null | Null | Null | Null | Null | Null | Null | Null | Null
0.1398 | 7 | 0.115 | 13 | 0.8 | Null | Null | Null | Null | Null | Null | Null | Null | Null
0.1398 | 7 | 0.115 | 13 | 0.9 | Null | Null | Null | Null | Null | Null | Null | Null | Null
0.1398 | 7 | 0.115 | 13 | 1 | Null | Null | Null | Null | Null | Null | Null | Null | Null
0.1398 | 7 | 0.115 | 13.5 | 0.15 | Null | Null | Null | Null | Null | Null | Null | Null | Null
0.1398 | 7 | 0.115 | 13.5 | 0.2 | Null | Null | Null | Null | Null | Null | Null | Null | Null
0.1398 | 7 | 0.115 | 13.5 | 0.3 | Null | Null | Null | Null | Null | Null | Null | Null | Null
0.1398 | 7 | 0.115 | 13.5 | 0.4 | Null | Null | Null | Null | Null | Null | Null | Null | Null
0.1398 | 7 | 0.115 | 13.5 | 0.5 | Null | Null | Null | Null | Null | Null | Null | Null | Null
0.1398 | 7 | 0.115 | 13.5 | 0.6 | Null | Null | Null | Null | Null | Null | Null | Null | Null
0.1398 | 7 | 0.115 | 13.5 | 0.7 | Null | Null | Null | Null | Null | Null | Null | Null | Null
0.1398 | 7 | 0.115 | 13.5 | 0.8 | Null | Null | Null | Null | Null | Null | Null | Null | Null
0.1398 | 7 | 0.115 | 13.5 | 0.9 | Null | Null | Null | Null | Null | Null | Null | Null | Null
0.1398 | 7 | 0.115 | 13.5 | 1 | Null | Null | Null | Null | Null | Null | Null | Null | Null
0.1398 | 7 | 0.115 | 14 | 0.15 | Null | Null | Null | Null | Null | Null | Null | Null | Null
0.1398 | 7 | 0.115 | 14 | 0.2 | Null | Null | Null | Null | Null | Null | Null | Null | Null
0.1398 | 7 | 0.115 | 14 | 0.3 | Null | Null | Null | Null | Null | Null | Null | Null | Null
0.1398 | 7 | 0.115 | 14 | 0.4 | Null | Null | Null | Null | Null | Null | Null | Null | Null
0.1398 | 7 | 0.115 | 14 | 0.5 | Null | Null | Null | Null | Null | Null | Null | Null | Null
0.1398 | 7 | 0.115 | 14 | 0.6 | Null | Null | Null | Null | Null | Null | Null | Null | Null
0.1398 | 7 | 0.115 | 14 | 0.7 | Null | Null | Null | Null | Null | Null | Null | Null | Null
0.1398 | 7 | 0.115 | 14 | 0.8 | Null | Null | Null | Null | Null | Null | Null | Null | Null
0.1398 | 7 | 0.115 | 14 | 0.9 | Null | Null | Null | Null | Null | Null | Null | Null | Null
0.1398 | 7 | 0.115 | 14 | 1 | Null | Null | Null | Null | Null | Null | Null | Null | Null
0.1398 | 7 | 0.115 | 14.5 | 0.15 | Null | Null | Null | Null | Null | Null | Null | Null | Null
0.1398 | 7 | 0.115 | 14.5 | 0.2 | Null | Null | Null | Null | Null | Null | Null | Null | Null
0.1398 | 7 | 0.115 | 14.5 | 0.3 | Null | Null | Null | Null | Null | Null | Null | Null | Null
0.1398 | 7 | 0.115 | 14.5 | 0.4 | Null | Null | Null | Null | Null | Null | Null | Null | Null
0.1398 | 7 | 0.115 | 14.5 | 0.5 | Null | Null | Null | Null | Null | Null | Null | Null | Null
0.1398 | 7 | 0.115 | 14.5 | 0.6 | Null | Null | Null | Null | Null | Null | Null | Null | Null
0.1398 | 7 | 0.115 | 14.5 | 0.7 | Null | Null | Null | Null | Null | Null | Null | Null | Null
0.1398 | 7 | 0.115 | 14.5 | 0.8 | Null | Null | Null | Null | Null | Null | Null | Null | Null
0.1398 | 7 | 0.115 | 14.5 | 0.9 | Null | Null | Null | Null | Null | Null | Null | Null | Null
0.1398 | 7 | 0.115 | 14.5 | 1 | Null | Null | Null | Null | Null | Null | Null | Null | Null
0.1398 | 7 | 0.115 | 15 | 0.15 | Null | Null | Null | Null | Null | Null | Null | Null | Null
0.1398 | 7 | 0.115 | 15 | 0.2 | Null | Null | Null | Null | Null | Null | Null | Null | Null
0.1398 | 7 | 0.115 | 15 | 0.3 | Null | Null | Null | Null | Null | Null | Null | Null | Null
0.1398 | 7 | 0.115 | 15 | 0.4 | Null | Null | Null | Null | Null | Null | Null | Null | Null
0.1398 | 7 | 0.115 | 15 | 0.5 | Null | Null | Null | Null | Null | Null | Null | Null | Null
0.1398 | 7 | 0.115 | 15 | 0.6 | Null | Null | Null | Null | Null | Null | Null | Null | Null
0.1398 | 7 | 0.115 | 15 | 0.7 | Null | Null | Null | Null | Null | Null | Null | Null | Null
0.1398 | 7 | 0.115 | 15 | 0.8 | Null | Null | Null | Null | Null | Null | Null | Null | Null
0.1398 | 7 | 0.115 | 15 | 0.9 | Null | Null | Null | Null | Null | Null | Null | Null | Null
0.1398 | 7 | 0.115 | 15 | 1 | Null | Null | Null | Null | Null | Null | Null | Null | Null
0.1398 | 7 | 0.115 | 15.5 | 0.15 | Null | Null | Null | Null | Null | Null | Null | Null | Null
0.1398 | 7 | 0.115 | 15.5 | 0.2 | Null | Null | Null | Null | Null | Null | Null | Null | Null
0.1398 | 7 | 0.115 | 15.5 | 0.3 | Null | Null | Null | Null | Null | Null | Null | Null | Null
0.1398 | 7 | 0.115 | 15.5 | 0.4 | Null | Null | Null | Null | Null | Null | Null | Null | Null
0.1398 | 7 | 0.115 | 15.5 | 0.5 | Null | Null | Null | Null | Null | Null | Null | Null | Null
0.1398 | 7 | 0.115 | 15.5 | 0.6 | Null | Null | Null | Null | Null | Null | Null | Null | Null
0.1398 | 7 | 0.115 | 15.5 | 0.7 | Null | Null | Null | Null | Null | Null | Null | Null | Null
0.1398 | 7 | 0.115 | 15.5 | 0.8 | Null | Null | Null | Null | Null | Null | Null | Null | Null
0.1398 | 7 | 0.115 | 15.5 | 0.9 | Null | Null | Null | Null | Null | Null | Null | Null | Null
0.1398 | 7 | 0.115 | 15.5 | 1 | Null | Null | Null | Null | Null | Null | Null | Null | Null
0.1398 | 7 | 0.115 | 16 | 0.15 | Null | Null | Null | Null | Null | Null | Null | Null | Null
0.1398 | 7 | 0.115 | 16 | 0.2 | Null | Null | Null | Null | Null | Null | Null | Null | Null
0.1398 | 7 | 0.115 | 16 | 0.3 | Null | Null | Null | Null | Null | Null | Null | Null | Null
0.1398 | 7 | 0.115 | 16 | 0.4 | Null | Null | Null | Null | Null | Null | Null | Null | Null
0.1398 | 7 | 0.115 | 16 | 0.5 | Null | Null | Null | Null | Null | Null | Null | Null | Null
0.1398 | 7 | 0.115 | 16 | 0.6 | Null | Null | Null | Null | Null | Null | Null | Null | Null
0.1398 | 7 | 0.115 | 16 | 0.7 | Null | Null | Null | Null | Null | Null | Null | Null | Null
0.1398 | 7 | 0.115 | 16 | 0.8 | Null | Null | Null | Null | Null | Null | Null | Null | Null
0.1398 | 7 | 0.115 | 16 | 0.9 | Null | Null | Null | Null | Null | Null | Null | Null | Null
0.1398 | 7 | 0.115 | 16 | 1 | Null | Null | Null | Null | Null | Null | Null | Null | Null
0.1398 | 7 | 0.115 | 16.5 | 0.15 | Null | Null | Null | Null | Null | Null | Null | Null | Null
0.1398 | 7 | 0.115 | 16.5 | 0.2 | Null | Null | Null | Null | Null | Null | Null | Null | Null
0.1398 | 7 | 0.115 | 16.5 | 0.3 | Null | Null | Null | Null | Null | Null | Null | Null | Null
0.1398 | 7 | 0.115 | 16.5 | 0.4 | Null | Null | Null | Null | Null | Null | Null | Null | Null
0.1398 | 7 | 0.115 | 16.5 | 0.5 | Null | Null | Null | Null | Null | Null | Null | Null | Null
0.1398 | 7 | 0.115 | 16.5 | 0.6 | Null | Null | Null | Null | Null | Null | Null | Null | Null
0.1398 | 7 | 0.115 | 16.5 | 0.7 | Null | Null | Null | Null | Null | Null | Null | Null | Null
0.1398 | 7 | 0.115 | 16.5 | 0.8 | Null | Null | Null | Null | Null | Null | Null | Null | Null
0.1398 | 7 | 0.115 | 16.5 | 0.9 | Null | Null | Null | Null | Null | Null | Null | Null | Null
0.1398 | 7 | 0.115 | 16.5 | 1 | Null | Null | Null | Null | Null | Null | Null | Null | Null
0.1398 | 7 | 0.115 | 17 | 0.15 | Null | Null | Null | Null | Null | Null | Null | Null | Null
0.1398 | 7 | 0.115 | 17 | 0.2 | Null | Null | Null | Null | Null | Null | Null | Null | Null
0.1398 | 7 | 0.115 | 17 | 0.3 | Null | Null | Null | Null | Null | Null | Null | Null | Null
0.1398 | 7 | 0.115 | 17 | 0.4 | Null | Null | Null | Null | Null | Null | Null | Null | Null
0.1398 | 7 | 0.115 | 17 | 0.5 | Null | Null | Null | Null | Null | Null | Null | Null | Null
0.1398 | 7 | 0.115 | 17 | 0.6 | Null | Null | Null | Null | Null | Null | Null | Null | Null
0.1398 | 7 | 0.115 | 17 | 0.7 | Null | Null | Null | Null | Null | Null | Null | Null | Null
0.1398 | 7 | 0.115 | 17 | 0.8 | Null | Null | Null | Null | Null | Null | Null | Null | Null
0.1398 | 7 | 0.115 | 17 | 0.9 | Null | Null | Null | Null | Null | Null | Null | Null | Null
0.1398 | 7 | 0.115 | 17 | 1 | Null | Null | Null | Null | Null | Null | Null | Null | Null
0.1398 | 7 | 0.115 | 17.5 | 0.15 | Null | Null | Null | Null | Null | Null | Null | Null | Null
0.1398 | 7 | 0.115 | 17.5 | 0.2 | Null | Null | Null | Null | Null | Null | Null | Null | Null
0.1398 | 7 | 0.115 | 17.5 | 0.3 | Null | Null | Null | Null | Null | Null | Null | Null | Null
0.1398 | 7 | 0.115 | 17.5 | 0.4 | Null | Null | Null | Null | Null | Null | Null | Null | Null
0.1398 | 7 | 0.115 | 17.5 | 0.5 | Null | Null | Null | Null | Null | Null | Null | Null | Null
0.1398 | 7 | 0.115 | 17.5 | 0.6 | Null | Null | Null | Null | Null | Null | Null | Null | Null
0.1398 | 7 | 0.115 | 17.5 | 0.7 | Null | Null | Null | Null | Null | Null | Null | Null | Null
0.1398 | 7 | 0.115 | 17.5 | 0.8 | Null | Null | Null | Null | Null | Null | Null | Null | Null
0.1398 | 7 | 0.115 | 17.5 | 0.9 | Null | Null | Null | Null | Null | Null | Null | Null | Null
0.1398 | 7 | 0.115 | 17.5 | 1 | Null | Null | Null | Null | Null | Null | Null | Null | Null
0.1398 | 7 | 0.115 | 18 | 0.15 | Null | Null | Null | Null | Null | Null | Null | Null | Null
0.1398 | 7 | 0.115 | 18 | 0.2 | Null | Null | Null | Null | Null | Null | Null | Null | Null
0.1398 | 7 | 0.115 | 18 | 0.3 | Null | Null | Null | Null | Null | Null | Null | Null | Null
0.1398 | 7 | 0.115 | 18 | 0.4 | Null | Null | Null | Null | Null | Null | Null | Null | Null
0.1398 | 7 | 0.115 | 18 | 0.5 | Null | Null | Null | Null | Null | Null | Null | Null | Null
0.1398 | 7 | 0.115 | 18 | 0.6 | Null | Null | Null | Null | Null | Null | Null | Null | Null
0.1398 | 7 | 0.115 | 18 | 0.7 | Null | Null | Null | Null | Null | Null | Null | Null | Null
0.1398 | 7 | 0.115 | 18 | 0.8 | Null | Null | Null | Null | Null | Null | Null | Null | Null
0.1398 | 7 | 0.115 | 18 | 0.9 | Null | Null | Null | Null | Null | Null | Null | Null | Null
0.1398 | 7 | 0.115 | 18 | 1 | Null | Null | Null | Null | Null | Null | Null | Null | Null
0.1398 | 7 | 0.115 | 21 | 0.15 | Null | Null | Null | Null | Null | Null | Null | Null | Null
0.1398 | 7 | 0.115 | 21 | 0.2 | Null | Null | Null | Null | Null | Null | Null | Null | Null
0.1398 | 7 | 0.115 | 21 | 0.3 | Null | Null | Null | Null | Null | Null | Null | Null | Null
0.1398 | 7 | 0.115 | 21 | 0.4 | Null | Null | Null | Null | Null | Null | Null | Null | Null
0.1398 | 7 | 0.115 | 21 | 0.5 | Null | Null | Null | Null | Null | Null | Null | Null | Null
0.1398 | 7 | 0.115 | 21 | 0.6 | Null | Null | Null | Null | Null | Null | Null | Null | Null
0.1398 | 7 | 0.115 | 21 | 0.7 | Null | Null | Null | Null | Null | Null | Null | Null | Null
0.1398 | 7 | 0.115 | 21 | 0.8 | Null | Null | Null | Null | Null | Null | Null | Null | Null
0.1398 | 7 | 0.115 | 21 | 0.9 | Null | Null | Null | Null | Null | Null | Null | Null | Null
0.1398 | 7 | 0.115 | 21 | 1 | Null | Null | Null | Null | Null | Null | Null | Null | Null
0.1398 | 7 | 0.115 | 24 | 0.15 | Null | Null | Null | Null | Null | Null | Null | Null | Null
0.1398 | 7 | 0.115 | 24 | 0.2 | Null | Null | Null | Null | Null | Null | Null | Null | Null
0.1398 | 7 | 0.115 | 24 | 0.3 | Null | Null | Null | Null | Null | Null | Null | Null | Null
0.1398 | 7 | 0.115 | 24 | 0.4 | Null | Null | Null | Null | Null | Null | Null | Null | Null
0.1398 | 7 | 0.115 | 24 | 0.5 | Null | Null | Null | Null | Null | Null | Null | Null | Null
0.1398 | 7 | 0.115 | 24 | 0.6 | Null | Null | Null | Null | Null | Null | Null | Null | Null
0.1398 | 7 | 0.115 | 24 | 0.7 | Null | Null | Null | Null | Null | Null | Null | Null | Null
0.1398 | 7 | 0.115 | 24 | 0.8 | Null | Null | Null | Null | Null | Null | Null | Null | Null
0.1398 | 7 | 0.115 | 24 | 0.9 | Null | Null | Null | Null | Null | Null | Null | Null | Null
0.1398 | 7 | 0.115 | 24 | 1 | Null | Null | Null | Null | Null | Null | Null | Null | Null
0.1398 | 7 | 0.115 | 27 | 0.15 | Null | Null | Null | Null | Null | Null | Null | Null | Null
0.1398 | 7 | 0.115 | 27 | 0.2 | Null | Null | Null | Null | Null | Null | Null | Null | Null
0.1398 | 7 | 0.115 | 27 | 0.3 | Null | Null | Null | Null | Null | Null | Null | Null | Null
0.1398 | 7 | 0.115 | 27 | 0.4 | Null | Null | Null | Null | Null | Null | Null | Null | Null
0.1398 | 7 | 0.115 | 27 | 0.5 | Null | Null | Null | Null | Null | Null | Null | Null | Null
0.1398 | 7 | 0.115 | 27 | 0.6 | Null | Null | Null | Null | Null | Null | Null | Null | Null
0.1398 | 7 | 0.115 | 27 | 0.7 | Null | Null | Null | Null | Null | Null | Null | Null | Null
0.1398 | 7 | 0.115 | 27 | 0.8 | Null | Null | Null | Null | Null | Null | Null | Null | Null
0.1398 | 7 | 0.115 | 27 | 0.9 | Null | Null | Null | Null | Null | Null | Null | Null | Null
0.1398 | 7 | 0.115 | 27 | 1 | Null | Null | Null | Null | Null | Null | Null | Null | Null
0.1398 | 7 | 0.115 | 30 | 0.15 | Null | Null | Null | Null | Null | Null | Null | Null | Null
0.1398 | 7 | 0.115 | 30 | 0.2 | Null | Null | Null | Null | Null | Null | Null | Null | Null
0.1398 | 7 | 0.115 | 30 | 0.3 | Null | Null | Null | Null | Null | Null | Null | Null | Null
0.1398 | 7 | 0.115 | 30 | 0.4 | Null | Null | Null | Null | Null | Null | Null | Null | Null
0.1398 | 7 | 0.115 | 30 | 0.5 | Null | Null | Null | Null | Null | Null | Null | Null | Null
0.1398 | 7 | 0.115 | 30 | 0.6 | Null | Null | Null | Null | Null | Null | Null | Null | Null
0.1398 | 7 | 0.115 | 30 | 0.7 | Null | Null | Null | Null | Null | Null | Null | Null | Null
0.1398 | 7 | 0.115 | 30 | 0.8 | Null | Null | Null | Null | Null | Null | Null | Null | Null
0.1398 | 7 | 0.115 | 30 | 0.9 | Null | Null | Null | Null | Null | Null | Null | Null | Null
0.1398 | 7 | 0.115 | 30 | 1 | Null | Null | Null | Null | Null | Null | Null | Null | Null
0.1398 | 9 | 0.00115 | 10.5 | 0.15 | Null | Null | Null | Null | Null | Null | Null | Null | Null
0.1398 | 9 | 0.00115 | 10.5 | 0.2 | Null | Null | Null | Null | Null | Null | Null | Null | Null
0.1398 | 9 | 0.00115 | 10.5 | 0.3 | Null | Null | Null | Null | Null | Null | Null | Null | Null
0.1398 | 9 | 0.00115 | 10.5 | 0.4 | Null | Null | Null | Null | Null | Null | Null | Null | Null
0.1398 | 9 | 0.00115 | 10.5 | 0.5 | Null | Null | Null | Null | Null | Null | Null | Null | Null
0.1398 | 9 | 0.00115 | 10.5 | 0.6 | Null | Null | Null | Null | Null | Null | Null | Null | Null
0.1398 | 9 | 0.00115 | 10.5 | 0.7 | Null | Null | Null | Null | Null | Null | Null | Null | Null
0.1398 | 9 | 0.00115 | 10.5 | 0.8 | Null | Null | Null | Null | Null | Null | Null | Null | Null
0.1398 | 9 | 0.00115 | 10.5 | 0.9 | Null | Null | Null | Null | Null | Null | Null | Null | Null
0.1398 | 9 | 0.00115 | 10.5 | 1 | Null | Null | Null | Null | Null | Null | Null | Null | Null
0.1398 | 9 | 0.00115 | 11 | 0.15 | Null | Null | Null | Null | Null | Null | Null | Null | Null
0.1398 | 9 | 0.00115 | 11 | 0.2 | Null | Null | Null | Null | Null | Null | Null | Null | Null
0.1398 | 9 | 0.00115 | 11 | 0.3 | Null | Null | Null | Null | Null | Null | Null | Null | Null
0.1398 | 9 | 0.00115 | 11 | 0.4 | Null | Null | Null | Null | Null | Null | Null | Null | Null
0.1398 | 9 | 0.00115 | 11 | 0.5 | Null | Null | Null | Null | Null | Null | Null | Null | Null
0.1398 | 9 | 0.00115 | 11 | 0.6 | Null | Null | Null | Null | Null | Null | Null | Null | Null
0.1398 | 9 | 0.00115 | 11 | 0.7 | Null | Null | Null | Null | Null | Null | Null | Null | Null
0.1398 | 9 | 0.00115 | 11 | 0.8 | Null | Null | Null | Null | Null | Null | Null | Null | Null
0.1398 | 9 | 0.00115 | 11 | 0.9 | Null | Null | Null | Null | Null | Null | Null | Null | Null
0.1398 | 9 | 0.00115 | 11 | 1 | Null | Null | Null | Null | Null | Null | Null | Null | Null
0.1398 | 9 | 0.00115 | 11.5 | 0.15 | Null | Null | Null | Null | Null | Null | Null | Null | Null
0.1398 | 9 | 0.00115 | 11.5 | 0.2 | Null | Null | Null | Null | Null | Null | Null | Null | Null
0.1398 | 9 | 0.00115 | 11.5 | 0.3 | Null | Null | Null | Null | Null | Null | Null | Null | Null
0.1398 | 9 | 0.00115 | 11.5 | 0.4 | Null | Null | Null | Null | Null | Null | Null | Null | Null
0.1398 | 9 | 0.00115 | 11.5 | 0.5 | Null | Null | Null | Null | Null | Null | Null | Null | Null
0.1398 | 9 | 0.00115 | 11.5 | 0.6 | Null | Null | Null | Null | Null | Null | Null | Null | Null
0.1398 | 9 | 0.00115 | 11.5 | 0.7 | Null | Null | Null | Null | Null | Null | Null | Null | Null
0.1398 | 9 | 0.00115 | 11.5 | 0.8 | Null | Null | Null | Null | Null | Null | Null | Null | Null
0.1398 | 9 | 0.00115 | 11.5 | 0.9 | Null | Null | Null | Null | Null | Null | Null | Null | Null
0.1398 | 9 | 0.00115 | 11.5 | 1 | Null | Null | Null | Null | Null | Null | Null | Null | Null
0.1398 | 9 | 0.00115 | 12 | 0.15 | Null | Null | Null | Null | Null | Null | Null | Null | Null
0.1398 | 9 | 0.00115 | 12 | 0.2 | Null | Null | Null | Null | Null | Null | Null | Null | Null
0.1398 | 9 | 0.00115 | 12 | 0.3 | Null | Null | Null | Null | Null | Null | Null | Null | Null
0.1398 | 9 | 0.00115 | 12 | 0.4 | Null | Null | Null | Null | Null | Null | Null | Null | Null
0.1398 | 9 | 0.00115 | 12 | 0.5 | Null | Null | Null | Null | Null | Null | Null | Null | Null
0.1398 | 9 | 0.00115 | 12 | 0.6 | Null | Null | Null | Null | Null | Null | Null | Null | Null
0.1398 | 9 | 0.00115 | 12 | 0.7 | Null | Null | Null | Null | Null | Null | Null | Null | Null
0.1398 | 9 | 0.00115 | 12 | 0.8 | Null | Null | Null | Null | Null | Null | Null | Null | Null
0.1398 | 9 | 0.00115 | 12 | 0.9 | Null | Null | Null | Null | Null | Null | Null | Null | Null
0.1398 | 9 | 0.00115 | 12 | 1 | Null | Null | Null | Null | Null | Null | Null | Null | Null
0.1398 | 9 | 0.00115 | 12.5 | 0.15 | Null | Null | Null | Null | Null | Null | Null | Null | Null
0.1398 | 9 | 0.00115 | 12.5 | 0.2 | Null | Null | Null | Null | Null | Null | Null | Null | Null
0.1398 | 9 | 0.00115 | 12.5 | 0.3 | Null | Null | Null | Null | Null | Null | Null | Null | Null
0.1398 | 9 | 0.00115 | 12.5 | 0.4 | Null | Null | Null | Null | Null | Null | Null | Null | Null
0.1398 | 9 | 0.00115 | 12.5 | 0.5 | Null | Null | Null | Null | Null | Null | Null | Null | Null
0.1398 | 9 | 0.00115 | 12.5 | 0.6 | Null | Null | Null | Null | Null | Null | Null | Null | Null
0.1398 | 9 | 0.00115 | 12.5 | 0.7 | Null | Null | Null | Null | Null | Null | Null | Null | Null
0.1398 | 9 | 0.00115 | 12.5 | 0.8 | Null | Null | Null | Null | Null | Null | Null | Null | Null
0.1398 | 9 | 0.00115 | 12.5 | 0.9 | Null | Null | Null | Null | Null | Null | Null | Null | Null
0.1398 | 9 | 0.00115 | 12.5 | 1 | Null | Null | Null | Null | Null | Null | Null | Null | Null
0.1398 | 9 | 0.00115 | 13 | 0.15 | Null | Null | Null | Null | Null | Null | Null | Null | Null
0.1398 | 9 | 0.00115 | 13 | 0.2 | Null | Null | Null | Null | Null | Null | Null | Null | Null
0.1398 | 9 | 0.00115 | 13 | 0.3 | Null | Null | Null | Null | Null | Null | Null | Null | Null
0.1398 | 9 | 0.00115 | 13 | 0.4 | Null | Null | Null | Null | Null | Null | Null | Null | Null
0.1398 | 9 | 0.00115 | 13 | 0.5 | Null | Null | Null | Null | Null | Null | Null | Null | Null
0.1398 | 9 | 0.00115 | 13 | 0.6 | Null | Null | Null | Null | Null | Null | Null | Null | Null
0.1398 | 9 | 0.00115 | 13 | 0.7 | Null | Null | Null | Null | Null | Null | Null | Null | Null
0.1398 | 9 | 0.00115 | 13 | 0.8 | Null | Null | Null | Null | Null | Null | Null | Null | Null
0.1398 | 9 | 0.00115 | 13 | 0.9 | Null | Null | Null | Null | Null | Null | Null | Null | Null
0.1398 | 9 | 0.00115 | 13 | 1 | Null | Null | Null | Null | Null | Null | Null | Null | Null
0.1398 | 9 | 0.00115 | 13.5 | 0.15 | Null | Null | Null | Null | Null | Null | Null | Null | Null
0.1398 | 9 | 0.00115 | 13.5 | 0.2 | Null | Null | Null | Null | Null | Null | Null | Null | Null
0.1398 | 9 | 0.00115 | 13.5 | 0.3 | Null | Null | Null | Null | Null | Null | Null | Null | Null
0.1398 | 9 | 0.00115 | 13.5 | 0.4 | Null | Null | Null | Null | Null | Null | Null | Null | Null
0.1398 | 9 | 0.00115 | 13.5 | 0.5 | Null | Null | Null | Null | Null | Null | Null | Null | Null
0.1398 | 9 | 0.00115 | 13.5 | 0.6 | Null | Null | Null | Null | Null | Null | Null | Null | Null
0.1398 | 9 | 0.00115 | 13.5 | 0.7 | Null | Null | Null | Null | Null | Null | Null | Null | Null
0.1398 | 9 | 0.00115 | 13.5 | 0.8 | Null | Null | Null | Null | Null | Null | Null | Null | Null
0.1398 | 9 | 0.00115 | 13.5 | 0.9 | Null | Null | Null | Null | Null | Null | Null | Null | Null
0.1398 | 9 | 0.00115 | 13.5 | 1 | Null | Null | Null | Null | Null | Null | Null | Null | Null
0.1398 | 9 | 0.00115 | 14 | 0.15 | Null | Null | Null | Null | Null | Null | Null | Null | Null
0.1398 | 9 | 0.00115 | 14 | 0.2 | Null | Null | Null | Null | Null | Null | Null | Null | Null
0.1398 | 9 | 0.00115 | 14 | 0.3 | Null | Null | Null | Null | Null | Null | Null | Null | Null
0.1398 | 9 | 0.00115 | 14 | 0.4 | Null | Null | Null | Null | Null | Null | Null | Null | Null
0.1398 | 9 | 0.00115 | 14 | 0.5 | Null | Null | Null | Null | Null | Null | Null | Null | Null
0.1398 | 9 | 0.00115 | 14 | 0.6 | Null | Null | Null | Null | Null | Null | Null | Null | Null
0.1398 | 9 | 0.00115 | 14 | 0.7 | Null | Null | Null | Null | Null | Null | Null | Null | Null
0.1398 | 9 | 0.00115 | 14 | 0.8 | Null | Null | Null | Null | Null | Null | Null | Null | Null
0.1398 | 9 | 0.00115 | 14 | 0.9 | Null | Null | Null | Null | Null | Null | Null | Null | Null
0.1398 | 9 | 0.00115 | 14 | 1 | Null | Null | Null | Null | Null | Null | Null | Null | Null
0.1398 | 9 | 0.00115 | 14.5 | 0.15 | Null | Null | Null | Null | Null | Null | Null | Null | Null
0.1398 | 9 | 0.00115 | 14.5 | 0.2 | Null | Null | Null | Null | Null | Null | Null | Null | Null
0.1398 | 9 | 0.00115 | 14.5 | 0.3 | Null | Null | Null | Null | Null | Null | Null | Null | Null
0.1398 | 9 | 0.00115 | 14.5 | 0.4 | Null | Null | Null | Null | Null | Null | Null | Null | Null
0.1398 | 9 | 0.00115 | 14.5 | 0.5 | Null | Null | Null | Null | Null | Null | Null | Null | Null
0.1398 | 9 | 0.00115 | 14.5 | 0.6 | Null | Null | Null | Null | Null | Null | Null | Null | Null
0.1398 | 9 | 0.00115 | 14.5 | 0.7 | Null | Null | Null | Null | Null | Null | Null | Null | Null
0.1398 | 9 | 0.00115 | 14.5 | 0.8 | Null | Null | Null | Null | Null | Null | Null | Null | Null
0.1398 | 9 | 0.00115 | 14.5 | 0.9 | Null | Null | Null | Null | Null | Null | Null | Null | Null
0.1398 | 9 | 0.00115 | 14.5 | 1 | Null | Null | Null | Null | Null | Null | Null | Null | Null
0.1398 | 9 | 0.00115 | 15 | 0.15 | Null | Null | Null | Null | Null | Null | Null | Null | Null
0.1398 | 9 | 0.00115 | 15 | 0.2 | Null | Null | Null | Null | Null | Null | Null | Null | Null
0.1398 | 9 | 0.00115 | 15 | 0.3 | Null | Null | Null | Null | Null | Null | Null | Null | Null
0.1398 | 9 | 0.00115 | 15 | 0.4 | Null | Null | Null | Null | Null | Null | Null | Null | Null
0.1398 | 9 | 0.00115 | 15 | 0.5 | Null | Null | Null | Null | Null | Null | Null | Null | Null
0.1398 | 9 | 0.00115 | 15 | 0.6 | Null | Null | Null | Null | Null | Null | Null | Null | Null
0.1398 | 9 | 0.00115 | 15 | 0.7 | Null | Null | Null | Null | Null | Null | Null | Null | Null
0.1398 | 9 | 0.00115 | 15 | 0.8 | Null | Null | Null | Null | Null | Null | Null | Null | Null
0.1398 | 9 | 0.00115 | 15 | 0.9 | Null | Null | Null | Null | Null | Null | Null | Null | Null
0.1398 | 9 | 0.00115 | 15 | 1 | Null | Null | Null | Null | Null | Null | Null | Null | Null
0.1398 | 9 | 0.00115 | 15.5 | 0.15 | Null | Null | Null | Null | Null | Null | Null | Null | Null
0.1398 | 9 | 0.00115 | 15.5 | 0.2 | Null | Null | Null | Null | Null | Null | Null | Null | Null
0.1398 | 9 | 0.00115 | 15.5 | 0.3 | Null | Null | Null | Null | Null | Null | Null | Null | Null
0.1398 | 9 | 0.00115 | 15.5 | 0.4 | Null | Null | Null | Null | Null | Null | Null | Null | Null
0.1398 | 9 | 0.00115 | 15.5 | 0.5 | Null | Null | Null | Null | Null | Null | Null | Null | Null
0.1398 | 9 | 0.00115 | 15.5 | 0.6 | Null | Null | Null | Null | Null | Null | Null | Null | Null
0.1398 | 9 | 0.00115 | 15.5 | 0.7 | Null | Null | Null | Null | Null | Null | Null | Null | Null
0.1398 | 9 | 0.00115 | 15.5 | 0.8 | Null | Null | Null | Null | Null | Null | Null | Null | Null
0.1398 | 9 | 0.00115 | 15.5 | 0.9 | Null | Null | Null | Null | Null | Null | Null | Null | Null
0.1398 | 9 | 0.00115 | 15.5 | 1 | Null | Null | Null | Null | Null | Null | Null | Null | Null
0.1398 | 9 | 0.00115 | 16 | 0.15 | Null | Null | Null | Null | Null | Null | Null | Null | Null
0.1398 | 9 | 0.00115 | 16 | 0.2 | Null | Null | Null | Null | Null | Null | Null | Null | Null
0.1398 | 9 | 0.00115 | 16 | 0.3 | Null | Null | Null | Null | Null | Null | Null | Null | Null
0.1398 | 9 | 0.00115 | 16 | 0.4 | Null | Null | Null | Null | Null | Null | Null | Null | Null
0.1398 | 9 | 0.00115 | 16 | 0.5 | Null | Null | Null | Null | Null | Null | Null | Null | Null
0.1398 | 9 | 0.00115 | 16 | 0.6 | Null | Null | Null | Null | Null | Null | Null | Null | Null
0.1398 | 9 | 0.00115 | 16 | 0.7 | Null | Null | Null | Null | Null | Null | Null | Null | Null
0.1398 | 9 | 0.00115 | 16 | 0.8 | Null | Null | Null | Null | Null | Null | Null | Null | Null
0.1398 | 9 | 0.00115 | 16 | 0.9 | Null | Null | Null | Null | Null | Null | Null | Null | Null
0.1398 | 9 | 0.00115 | 16 | 1 | Null | Null | Null | Null | Null | Null | Null | Null | Null
0.1398 | 9 | 0.00115 | 16.5 | 0.15 | Null | Null | Null | Null | Null | Null | Null | Null | Null
0.1398 | 9 | 0.00115 | 16.5 | 0.2 | Null | Null | Null | Null | Null | Null | Null | Null | Null
0.1398 | 9 | 0.00115 | 16.5 | 0.3 | Null | Null | Null | Null | Null | Null | Null | Null | Null
0.1398 | 9 | 0.00115 | 16.5 | 0.4 | Null | Null | Null | Null | Null | Null | Null | Null | Null
0.1398 | 9 | 0.00115 | 16.5 | 0.5 | Null | Null | Null | Null | Null | Null | Null | Null | Null
0.1398 | 9 | 0.00115 | 16.5 | 0.6 | Null | Null | Null | Null | Null | Null | Null | Null | Null
0.1398 | 9 | 0.00115 | 16.5 | 0.7 | Null | Null | Null | Null | Null | Null | Null | Null | Null
0.1398 | 9 | 0.00115 | 16.5 | 0.8 | Null | Null | Null | Null | Null | Null | Null | Null | Null
0.1398 | 9 | 0.00115 | 16.5 | 0.9 | Null | Null | Null | Null | Null | Null | Null | Null | Null
0.1398 | 9 | 0.00115 | 16.5 | 1 | Null | Null | Null | Null | Null | Null | Null | Null | Null
0.1398 | 9 | 0.00115 | 17 | 0.15 | Null | Null | Null | Null | Null | Null | Null | Null | Null
0.1398 | 9 | 0.00115 | 17 | 0.2 | Null | Null | Null | Null | Null | Null | Null | Null | Null
0.1398 | 9 | 0.00115 | 17 | 0.3 | Null | Null | Null | Null | Null | Null | Null | Null | Null
0.1398 | 9 | 0.00115 | 17 | 0.4 | Null | Null | Null | Null | Null | Null | Null | Null | Null
0.1398 | 9 | 0.00115 | 17 | 0.5 | Null | Null | Null | Null | Null | Null | Null | Null | Null
0.1398 | 9 | 0.00115 | 17 | 0.6 | Null | Null | Null | Null | Null | Null | Null | Null | Null
0.1398 | 9 | 0.00115 | 17 | 0.7 | Null | Null | Null | Null | Null | Null | Null | Null | Null
0.1398 | 9 | 0.00115 | 17 | 0.8 | Null | Null | Null | Null | Null | Null | Null | Null | Null
0.1398 | 9 | 0.00115 | 17 | 0.9 | Null | Null | Null | Null | Null | Null | Null | Null | Null
0.1398 | 9 | 0.00115 | 17 | 1 | Null | Null | Null | Null | Null | Null | Null | Null | Null
0.1398 | 9 | 0.00115 | 17.5 | 0.15 | Null | Null | Null | Null | Null | Null | Null | Null | Null
0.1398 | 9 | 0.00115 | 17.5 | 0.2 | Null | Null | Null | Null | Null | Null | Null | Null | Null
0.1398 | 9 | 0.00115 | 17.5 | 0.3 | Null | Null | Null | Null | Null | Null | Null | Null | Null
0.1398 | 9 | 0.00115 | 17.5 | 0.4 | Null | Null | Null | Null | Null | Null | Null | Null | Null
0.1398 | 9 | 0.00115 | 17.5 | 0.5 | Null | Null | Null | Null | Null | Null | Null | Null | Null
0.1398 | 9 | 0.00115 | 17.5 | 0.6 | Null | Null | Null | Null | Null | Null | Null | Null | Null
0.1398 | 9 | 0.00115 | 17.5 | 0.7 | Null | Null | Null | Null | Null | Null | Null | Null | Null
0.1398 | 9 | 0.00115 | 17.5 | 0.8 | Null | Null | Null | Null | Null | Null | Null | Null | Null
0.1398 | 9 | 0.00115 | 17.5 | 0.9 | Null | Null | Null | Null | Null | Null | Null | Null | Null
0.1398 | 9 | 0.00115 | 17.5 | 1 | Null | Null | Null | Null | Null | Null | Null | Null | Null
0.1398 | 9 | 0.00115 | 18 | 0.15 | Null | Null | Null | Null | Null | Null | Null | Null | Null
0.1398 | 9 | 0.00115 | 18 | 0.2 | Null | Null | Null | Null | Null | Null | Null | Null | Null
0.1398 | 9 | 0.00115 | 18 | 0.3 | Null | Null | Null | Null | Null | Null | Null | Null | Null
0.1398 | 9 | 0.00115 | 18 | 0.4 | Null | Null | Null | Null | Null | Null | Null | Null | Null
0.1398 | 9 | 0.00115 | 18 | 0.5 | Null | Null | Null | Null | Null | Null | Null | Null | Null
0.1398 | 9 | 0.00115 | 18 | 0.6 | Null | Null | Null | Null | Null | Null | Null | Null | Null
0.1398 | 9 | 0.00115 | 18 | 0.7 | Null | Null | Null | Null | Null | Null | Null | Null | Null
0.1398 | 9 | 0.00115 | 18 | 0.8 | Null | Null | Null | Null | Null | Null | Null | Null | Null
0.1398 | 9 | 0.00115 | 18 | 0.9 | Null | Null | Null | Null | Null | Null | Null | Null | Null
0.1398 | 9 | 0.00115 | 18 | 1 | Null | Null | Null | Null | Null | Null | Null | Null | Null
0.1398 | 9 | 0.00115 | 21 | 0.15 | Null | Null | Null | Null | Null | Null | Null | Null | Null
0.1398 | 9 | 0.00115 | 21 | 0.2 | Null | Null | Null | Null | Null | Null | Null | Null | Null
0.1398 | 9 | 0.00115 | 21 | 0.3 | Null | Null | Null | Null | Null | Null | Null | Null | Null
0.1398 | 9 | 0.00115 | 21 | 0.4 | Null | Null | Null | Null | Null | Null | Null | Null | Null
0.1398 | 9 | 0.00115 | 21 | 0.5 | Null | Null | Null | Null | Null | Null | Null | Null | Null
0.1398 | 9 | 0.00115 | 21 | 0.6 | Null | Null | Null | Null | Null | Null | Null | Null | Null
0.1398 | 9 | 0.00115 | 21 | 0.7 | Null | Null | Null | Null | Null | Null | Null | Null | Null
0.1398 | 9 | 0.00115 | 21 | 0.8 | Null | Null | Null | Null | Null | Null | Null | Null | Null
0.1398 | 9 | 0.00115 | 21 | 0.9 | Null | Null | Null | Null | Null | Null | Null | Null | Null
0.1398 | 9 | 0.00115 | 21 | 1 | Null | Null | Null | Null | Null | Null | Null | Null | Null
0.1398 | 9 | 0.00115 | 24 | 0.15 | Null | Null | Null | Null | Null | Null | Null | Null | Null
0.1398 | 9 | 0.00115 | 24 | 0.2 | Null | Null | Null | Null | Null | Null | Null | Null | Null
0.1398 | 9 | 0.00115 | 24 | 0.3 | Null | Null | Null | Null | Null | Null | Null | Null | Null
0.1398 | 9 | 0.00115 | 24 | 0.4 | Null | Null | Null | Null | Null | Null | Null | Null | Null
0.1398 | 9 | 0.00115 | 24 | 0.5 | Null | Null | Null | Null | Null | Null | Null | Null | Null
0.1398 | 9 | 0.00115 | 24 | 0.6 | Null | Null | Null | Null | Null | Null | Null | Null | Null
0.1398 | 9 | 0.00115 | 24 | 0.7 | Null | Null | Null | Null | Null | Null | Null | Null | Null
0.1398 | 9 | 0.00115 | 24 | 0.8 | Null | Null | Null | Null | Null | Null | Null | Null | Null
0.1398 | 9 | 0.00115 | 24 | 0.9 | Null | Null | Null | Null | Null | Null | Null | Null | Null
0.1398 | 9 | 0.00115 | 24 | 1 | Null | Null | Null | Null | Null | Null | Null | Null | Null
0.1398 | 9 | 0.00115 | 27 | 0.15 | Null | Null | Null | Null | Null | Null | Null | Null | Null
0.1398 | 9 | 0.00115 | 27 | 0.2 | Null | Null | Null | Null | Null | Null | Null | Null | Null
0.1398 | 9 | 0.00115 | 27 | 0.3 | Null | Null | Null | Null | Null | Null | Null | Null | Null
0.1398 | 9 | 0.00115 | 27 | 0.4 | Null | Null | Null | Null | Null | Null | Null | Null | Null
0.1398 | 9 | 0.00115 | 27 | 0.5 | Null | Null | Null | Null | Null | Null | Null | Null | Null
0.1398 | 9 | 0.00115 | 27 | 0.6 | Null | Null | Null | Null | Null | Null | Null | Null | Null
0.1398 | 9 | 0.00115 | 27 | 0.7 | Null | Null | Null | Null | Null | Null | Null | Null | Null
0.1398 | 9 | 0.00115 | 27 | 0.8 | Null | Null | Null | Null | Null | Null | Null | Null | Null
0.1398 | 9 | 0.00115 | 27 | 0.9 | Null | Null | Null | Null | Null | Null | Null | Null | Null
0.1398 | 9 | 0.00115 | 27 | 1 | Null | Null | Null | Null | Null | Null | Null | Null | Null
0.1398 | 9 | 0.00115 | 30 | 0.15 | Null | Null | Null | Null | Null | Null | Null | Null | Null
0.1398 | 9 | 0.00115 | 30 | 0.2 | Null | Null | Null | Null | Null | Null | Null | Null | Null
0.1398 | 9 | 0.00115 | 30 | 0.3 | Null | Null | Null | Null | Null | Null | Null | Null | Null
0.1398 | 9 | 0.00115 | 30 | 0.4 | Null | Null | Null | Null | Null | Null | Null | Null | Null
0.1398 | 9 | 0.00115 | 30 | 0.5 | Null | Null | Null | Null | Null | Null | Null | Null | Null
0.1398 | 9 | 0.00115 | 30 | 0.6 | Null | Null | Null | Null | Null | Null | Null | Null | Null
0.1398 | 9 | 0.00115 | 30 | 0.7 | Null | Null | Null | Null | Null | Null | Null | Null | Null
0.1398 | 9 | 0.00115 | 30 | 0.8 | Null | Null | Null | Null | Null | Null | Null | Null | Null
0.1398 | 9 | 0.00115 | 30 | 0.9 | Null | Null | Null | Null | Null | Null | Null | Null | Null
0.1398 | 9 | 0.00115 | 30 | 1 | Null | Null | Null | Null | Null | Null | Null | Null | Null
0.1398 | 9 | 0.077 | 10.5 | 0.15 | Null | Null | Null | Null | Null | Null | Null | Null | Null
0.1398 | 9 | 0.077 | 10.5 | 0.2 | Null | Null | Null | Null | Null | Null | Null | Null | Null
0.1398 | 9 | 0.077 | 10.5 | 0.3 | Null | Null | Null | Null | Null | Null | Null | Null | Null
0.1398 | 9 | 0.077 | 10.5 | 0.4 | Null | Null | Null | Null | Null | Null | Null | Null | Null
0.1398 | 9 | 0.077 | 10.5 | 0.5 | Null | Null | Null | Null | Null | Null | Null | Null | Null
0.1398 | 9 | 0.077 | 10.5 | 0.6 | Null | Null | Null | Null | Null | Null | Null | Null | Null
0.1398 | 9 | 0.077 | 10.5 | 0.7 | Null | Null | Null | Null | Null | Null | Null | Null | Null
0.1398 | 9 | 0.077 | 10.5 | 0.8 | Null | Null | Null | Null | Null | Null | Null | Null | Null
0.1398 | 9 | 0.077 | 10.5 | 0.9 | Null | Null | Null | Null | Null | Null | Null | Null | Null
0.1398 | 9 | 0.077 | 10.5 | 1 | Null | Null | Null | Null | Null | Null | Null | Null | Null
0.1398 | 9 | 0.077 | 11 | 0.15 | Null | Null | Null | Null | Null | Null | Null | Null | Null
0.1398 | 9 | 0.077 | 11 | 0.2 | Null | Null | Null | Null | Null | Null | Null | Null | Null
0.1398 | 9 | 0.077 | 11 | 0.3 | Null | Null | Null | Null | Null | Null | Null | Null | Null
0.1398 | 9 | 0.077 | 11 | 0.4 | Null | Null | Null | Null | Null | Null | Null | Null | Null
0.1398 | 9 | 0.077 | 11 | 0.5 | Null | Null | Null | Null | Null | Null | Null | Null | Null
0.1398 | 9 | 0.077 | 11 | 0.6 | Null | Null | Null | Null | Null | Null | Null | Null | Null
0.1398 | 9 | 0.077 | 11 | 0.7 | Null | Null | Null | Null | Null | Null | Null | Null | Null
0.1398 | 9 | 0.077 | 11 | 0.8 | Null | Null | Null | Null | Null | Null | Null | Null | Null
0.1398 | 9 | 0.077 | 11 | 0.9 | Null | Null | Null | Null | Null | Null | Null | Null | Null
0.1398 | 9 | 0.077 | 11 | 1 | Null | Null | Null | Null | Null | Null | Null | Null | Null
0.1398 | 9 | 0.077 | 11.5 | 0.15 | Null | Null | Null | Null | Null | Null | Null | Null | Null
0.1398 | 9 | 0.077 | 11.5 | 0.2 | Null | Null | Null | Null | Null | Null | Null | Null | Null
0.1398 | 9 | 0.077 | 11.5 | 0.3 | Null | Null | Null | Null | Null | Null | Null | Null | Null
0.1398 | 9 | 0.077 | 11.5 | 0.4 | Null | Null | Null | Null | Null | Null | Null | Null | Null
0.1398 | 9 | 0.077 | 11.5 | 0.5 | Null | Null | Null | Null | Null | Null | Null | Null | Null
0.1398 | 9 | 0.077 | 11.5 | 0.6 | Null | Null | Null | Null | Null | Null | Null | Null | Null
0.1398 | 9 | 0.077 | 11.5 | 0.7 | Null | Null | Null | Null | Null | Null | Null | Null | Null
0.1398 | 9 | 0.077 | 11.5 | 0.8 | Null | Null | Null | Null | Null | Null | Null | Null | Null
0.1398 | 9 | 0.077 | 11.5 | 0.9 | Null | Null | Null | Null | Null | Null | Null | Null | Null
0.1398 | 9 | 0.077 | 11.5 | 1 | Null | Null | Null | Null | Null | Null | Null | Null | Null
0.1398 | 9 | 0.077 | 12 | 0.15 | 22000 | 264000 | 285000 | 285.15 | 286.0339 | 131 | 23.9 | 0 | 663
0.1398 | 9 | 0.077 | 12 | 0.2 | 25000 | 352000 | 376000 | 285.15 | 286.3142 | 131 | 23.9 | 0 | 740
0.1398 | 9 | 0.077 | 12 | 0.3 | 0 | 527000 | 0 | 285.15 | 273.15 | 131 | 23.9 | 0 | 0
0.1398 | 9 | 0.077 | 12 | 0.4 | 0 | 703000 | 0 | 285.15 | 273.15 | 131 | 23.9 | 0 | 0
0.1398 | 9 | 0.077 | 12 | 0.5 | 0 | 879000 | 0 | 285.15 | 273.15 | 131 | 23.9 | 0 | 0
0.1398 | 9 | 0.077 | 12 | 0.6 | 0 | 1055000 | 0 | 285.15 | 273.15 | 131 | 23.9 | 0 | 0
0.1398 | 9 | 0.077 | 12 | 0.7 | 0 | 1231000 | 0 | 285.15 | 273.15 | 131 | 23.9 | 0 | 0
0.1398 | 9 | 0.077 | 12 | 0.8 | 0 | 1406000 | 0 | 285.15 | 273.15 | 131 | 23.9 | 0 | 0
0.1398 | 9 | 0.077 | 12 | 0.9 | 0 | 1582000 | 0 | 285.15 | 273.15 | 131 | 23.9 | 0 | 0
0.1398 | 9 | 0.077 | 12 | 1 | 0 | 1758000 | 0 | 285.15 | 273.15 | 131 | 23.9 | 0 | 0
0.1398 | 9 | 0.077 | 12.5 | 0.15 | 22000 | 264000 | 285000 | 285.15 | 286.5351 | 131 | 23.9 | 0 | 673
0.1398 | 9 | 0.077 | 12.5 | 0.2 | 25000 | 352000 | 376000 | 285.15 | 286.8155 | 131 | 23.9 | 0 | 751
0.1398 | 9 | 0.077 | 12.5 | 0.3 | 31000 | 527000 | 557000 | 285.15 | 287.3781 | 131 | 23.9 | 0 | 924
0.1398 | 9 | 0.077 | 12.5 | 0.4 | 37000 | 703000 | 739000 | 285.15 | 287.9426 | 131 | 23.9 | 0 | 1118
0.1398 | 9 | 0.077 | 12.5 | 0.5 | 44000 | 879000 | 922000 | 285.15 | 288.5094 | 131 | 23.9 | 0 | 1334
0.1398 | 9 | 0.077 | 12.5 | 0.6 | 53000 | 1055000 | 1106000 | 285.15 | 289.0806 | 131 | 23.9 | 0 | 1594
0.1398 | 9 | 0.077 | 12.5 | 0.7 | 65000 | 1231000 | 1294000 | 285.15 | 289.6611 | 131 | 23.9 | 0 | 1946
0.1398 | 9 | 0.077 | 12.5 | 0.8 | 85000 | 1406000 | 1489000 | 285.15 | 290.2664 | 131 | 23.9 | 0 | 2546
0.1398 | 9 | 0.077 | 12.5 | 0.9 | 0 | 1582000 | 0 | 285.15 | 273.15 | 131 | 23.9 | 0 | 0
0.1398 | 9 | 0.077 | 12.5 | 1 | 0 | 1758000 | 0 | 285.15 | 273.15 | 131 | 23.9 | 0 | 0
0.1398 | 9 | 0.077 | 13 | 0.15 | 23000 | 264000 | 286000 | 285.15 | 287.0364 | 131 | 23.9 | 0 | 683
0.1398 | 9 | 0.077 | 13 | 0.2 | 25000 | 352000 | 376000 | 285.15 | 287.317 | 131 | 23.9 | 0 | 763
0.1398 | 9 | 0.077 | 13 | 0.3 | 31000 | 527000 | 558000 | 285.15 | 287.8799 | 131 | 23.9 | 0 | 939
0.1398 | 9 | 0.077 | 13 | 0.4 | 38000 | 703000 | 740000 | 285.15 | 288.4449 | 131 | 23.9 | 0 | 1136
0.1398 | 9 | 0.077 | 13 | 0.5 | 45000 | 879000 | 923000 | 285.15 | 289.0127 | 131 | 23.9 | 0 | 1361
0.1398 | 9 | 0.077 | 13 | 0.6 | 54000 | 1055000 | 1107000 | 285.15 | 289.5845 | 131 | 23.9 | 0 | 1625
0.1398 | 9 | 0.077 | 13 | 0.7 | 67000 | 1231000 | 1296000 | 285.15 | 290.1689 | 131 | 23.9 | 0 | 2015
0.1398 | 9 | 0.077 | 13 | 0.8 | 87000 | 1406000 | 1491000 | 285.15 | 290.7742 | 131 | 23.9 | 0 | 2614
0.1398 | 9 | 0.077 | 13 | 0.9 | 111000 | 1582000 | 1690000 | 285.15 | 291.3913 | 131 | 23.9 | 0 | 3331
0.1398 | 9 | 0.077 | 13 | 1 | 152000 | 1758000 | 1905000 | 285.15 | 292.0585 | 131 | 23.9 | 0 | 4547
0.1398 | 9 | 0.077 | 13.5 | 0.15 | 23000 | 264000 | 286000 | 285.15 | 287.5377 | 131 | 23.9 | 0 | 694
0.1398 | 9 | 0.077 | 13.5 | 0.2 | 26000 | 352000 | 377000 | 285.15 | 287.8185 | 131 | 23.9 | 0 | 776
0.1398 | 9 | 0.077 | 13.5 | 0.3 | 32000 | 527000 | 558000 | 285.15 | 288.3818 | 131 | 23.9 | 0 | 954
0.1398 | 9 | 0.077 | 13.5 | 0.4 | 39000 | 703000 | 741000 | 285.15 | 288.9481 | 131 | 23.9 | 0 | 1163
0.1398 | 9 | 0.077 | 13.5 | 0.5 | 46000 | 879000 | 923000 | 285.15 | 289.5148 | 131 | 23.9 | 0 | 1376
0.1398 | 9 | 0.077 | 13.5 | 0.6 | 55000 | 1055000 | 1108000 | 285.15 | 290.0887 | 131 | 23.9 | 0 | 1659
0.1398 | 9 | 0.077 | 13.5 | 0.7 | 70000 | 1231000 | 1298000 | 285.15 | 290.6768 | 131 | 23.9 | 0 | 2086
0.1398 | 9 | 0.077 | 13.5 | 0.8 | 89000 | 1406000 | 1493000 | 285.15 | 291.2822 | 131 | 23.9 | 0 | 2684
0.1398 | 9 | 0.077 | 13.5 | 0.9 | 113000 | 1582000 | 1692000 | 285.15 | 291.8989 | 131 | 23.9 | 0 | 3395
0.1398 | 9 | 0.077 | 13.5 | 1 | 144000 | 1758000 | 1898000 | 285.15 | 292.538 | 131 | 23.9 | 0 | 4330
0.1398 | 9 | 0.077 | 14 | 0.15 | 24000 | 264000 | 287000 | 285.15 | 288.0391 | 131 | 23.9 | 0 | 706
0.1398 | 9 | 0.077 | 14 | 0.2 | 26000 | 352000 | 377000 | 285.15 | 288.3201 | 131 | 23.9 | 0 | 789
0.1398 | 9 | 0.077 | 14 | 0.3 | 32000 | 527000 | 559000 | 285.15 | 288.8839 | 131 | 23.9 | 0 | 971
0.1398 | 9 | 0.077 | 14 | 0.4 | 39000 | 703000 | 741000 | 285.15 | 289.4503 | 131 | 23.9 | 0 | 1180
0.1398 | 9 | 0.077 | 14 | 0.5 | 47000 | 879000 | 924000 | 285.15 | 290.0184 | 131 | 23.9 | 0 | 1406
0.1398 | 9 | 0.077 | 14 | 0.6 | 57000 | 1055000 | 1110000 | 285.15 | 290.5936 | 131 | 23.9 | 0 | 1701
0.1398 | 9 | 0.077 | 14 | 0.7 | 72000 | 1231000 | 1300000 | 285.15 | 291.1847 | 131 | 23.9 | 0 | 2156
0.1398 | 9 | 0.077 | 14 | 0.8 | 92000 | 1406000 | 1496000 | 285.15 | 291.7905 | 131 | 23.9 | 0 | 2758
0.1398 | 9 | 0.077 | 14 | 0.9 | 116000 | 1582000 | 1694000 | 285.15 | 292.4075 | 131 | 23.9 | 0 | 3470
0.1398 | 9 | 0.077 | 14 | 1 | 147000 | 1758000 | 1900000 | 285.15 | 293.0461 | 131 | 23.9 | 0 | 4399
0.1398 | 9 | 0.077 | 14.5 | 0.15 | 24000 | 264000 | 287000 | 285.15 | 288.5406 | 131 | 23.9 | 0 | 719
0.1398 | 9 | 0.077 | 14.5 | 0.2 | 27000 | 352000 | 378000 | 285.15 | 288.8219 | 131 | 23.9 | 0 | 804
0.1398 | 9 | 0.077 | 14.5 | 0.3 | 33000 | 527000 | 559000 | 285.15 | 289.3861 | 131 | 23.9 | 0 | 990
0.1398 | 9 | 0.077 | 14.5 | 0.4 | 40000 | 703000 | 742000 | 285.15 | 289.9526 | 131 | 23.9 | 0 | 1198
0.1398 | 9 | 0.077 | 14.5 | 0.5 | 48000 | 879000 | 926000 | 285.15 | 290.5223 | 131 | 23.9 | 0 | 1439
0.1398 | 9 | 0.077 | 14.5 | 0.6 | 59000 | 1055000 | 1112000 | 285.15 | 291.1012 | 131 | 23.9 | 0 | 1770
0.1398 | 9 | 0.077 | 14.5 | 0.7 | 74000 | 1231000 | 1303000 | 285.15 | 291.6927 | 131 | 23.9 | 0 | 2228
0.1398 | 9 | 0.077 | 14.5 | 0.8 | 94000 | 1406000 | 1498000 | 285.15 | 292.2989 | 131 | 23.9 | 0 | 2832
0.1398 | 9 | 0.077 | 14.5 | 0.9 | 118000 | 1582000 | 1697000 | 285.15 | 292.9163 | 131 | 23.9 | 0 | 3548
0.1398 | 9 | 0.077 | 14.5 | 1 | 149000 | 1758000 | 1902000 | 285.15 | 293.5541 | 131 | 23.9 | 0 | 4466
0.1398 | 9 | 0.077 | 15 | 0.15 | 24000 | 264000 | 287000 | 285.15 | 289.0421 | 131 | 23.9 | 0 | 733
0.1398 | 9 | 0.077 | 15 | 0.2 | 27000 | 352000 | 378000 | 285.15 | 289.3237 | 131 | 23.9 | 0 | 820
0.1398 | 9 | 0.077 | 15 | 0.3 | 34000 | 527000 | 560000 | 285.15 | 289.8885 | 131 | 23.9 | 0 | 1010
0.1398 | 9 | 0.077 | 15 | 0.4 | 41000 | 703000 | 743000 | 285.15 | 290.4562 | 131 | 23.9 | 0 | 1229
0.1398 | 9 | 0.077 | 15 | 0.5 | 49000 | 879000 | 927000 | 285.15 | 291.0265 | 131 | 23.9 | 0 | 1474
0.1398 | 9 | 0.077 | 15 | 0.6 | 61000 | 1055000 | 1114000 | 285.15 | 291.6068 | 131 | 23.9 | 0 | 1819
0.1398 | 9 | 0.077 | 15 | 0.7 | 77000 | 1231000 | 1305000 | 285.15 | 292.201 | 131 | 23.9 | 0 | 2302
0.1398 | 9 | 0.077 | 15 | 0.8 | 97000 | 1406000 | 1500000 | 285.15 | 292.8075 | 131 | 23.9 | 0 | 2908
0.1398 | 9 | 0.077 | 15 | 0.9 | 121000 | 1582000 | 1700000 | 285.15 | 293.4256 | 131 | 23.9 | 0 | 3629
0.1398 | 9 | 0.077 | 15 | 1 | 151000 | 1758000 | 1905000 | 285.15 | 294.0622 | 131 | 23.9 | 0 | 4535
0.1398 | 9 | 0.077 | 15.5 | 0.15 | 25000 | 264000 | 288000 | 285.15 | 289.5439 | 131 | 23.9 | 0 | 748
0.1398 | 9 | 0.077 | 15.5 | 0.2 | 28000 | 352000 | 379000 | 285.15 | 289.826 | 131 | 23.9 | 0 | 840
0.1398 | 9 | 0.077 | 15.5 | 0.3 | 34000 | 527000 | 561000 | 285.15 | 290.3911 | 131 | 23.9 | 0 | 1032
0.1398 | 9 | 0.077 | 15.5 | 0.4 | 42000 | 703000 | 744000 | 285.15 | 290.9591 | 131 | 23.9 | 0 | 1253
0.1398 | 9 | 0.077 | 15.5 | 0.5 | 50000 | 879000 | 928000 | 285.15 | 291.5311 | 131 | 23.9 | 0 | 1515
0.1398 | 9 | 0.077 | 15.5 | 0.6 | 63000 | 1055000 | 1116000 | 285.15 | 292.1143 | 131 | 23.9 | 0 | 1887
0.1398 | 9 | 0.077 | 15.5 | 0.7 | 79000 | 1231000 | 1307000 | 285.15 | 292.7092 | 131 | 23.9 | 0 | 2376
0.1398 | 9 | 0.077 | 15.5 | 0.8 | 100000 | 1406000 | 1503000 | 285.15 | 293.3163 | 131 | 23.9 | 0 | 2986
0.1398 | 9 | 0.077 | 15.5 | 0.9 | 124000 | 1582000 | 1702000 | 285.15 | 293.9352 | 131 | 23.9 | 0 | 3714
0.1398 | 9 | 0.077 | 15.5 | 1 | 154000 | 1758000 | 1907000 | 285.15 | 294.5706 | 131 | 23.9 | 0 | 4606
0.1398 | 9 | 0.077 | 16 | 0.15 | 26000 | 264000 | 289000 | 285.15 | 290.0461 | 131 | 23.9 | 0 | 769
0.1398 | 9 | 0.077 | 16 | 0.2 | 29000 | 352000 | 379000 | 285.15 | 290.3282 | 131 | 23.9 | 0 | 860
0.1398 | 9 | 0.077 | 16 | 0.3 | 35000 | 527000 | 562000 | 285.15 | 290.8938 | 131 | 23.9 | 0 | 1056
0.1398 | 9 | 0.077 | 16 | 0.4 | 43000 | 703000 | 745000 | 285.15 | 291.4633 | 131 | 23.9 | 0 | 1290
0.1398 | 9 | 0.077 | 16 | 0.5 | 52000 | 879000 | 929000 | 285.15 | 292.0364 | 131 | 23.9 | 0 | 1561
0.1398 | 9 | 0.077 | 16 | 0.6 | 65000 | 1055000 | 1118000 | 285.15 | 292.6211 | 131 | 23.9 | 0 | 1947
0.1398 | 9 | 0.077 | 16 | 0.7 | 82000 | 1231000 | 1310000 | 285.15 | 293.2176 | 131 | 23.9 | 0 | 2451
0.1398 | 9 | 0.077 | 16 | 0.8 | 102000 | 1406000 | 1506000 | 285.15 | 293.8253 | 131 | 23.9 | 0 | 3066
0.1398 | 9 | 0.077 | 16 | 0.9 | 127000 | 1582000 | 1705000 | 285.15 | 294.4449 | 131 | 23.9 | 0 | 3800
0.1398 | 9 | 0.077 | 16 | 1 | 156000 | 1758000 | 1909000 | 285.15 | 295.0787 | 131 | 23.9 | 0 | 4676
0.1398 | 9 | 0.077 | 16.5 | 0.15 | 26000 | 264000 | 289000 | 285.15 | 290.5481 | 131 | 23.9 | 0 | 787
0.1398 | 9 | 0.077 | 16.5 | 0.2 | 29000 | 352000 | 380000 | 285.15 | 290.8306 | 131 | 23.9 | 0 | 881
0.1398 | 9 | 0.077 | 16.5 | 0.3 | 36000 | 527000 | 563000 | 285.15 | 291.3976 | 131 | 23.9 | 0 | 1090
0.1398 | 9 | 0.077 | 16.5 | 0.4 | 44000 | 703000 | 746000 | 285.15 | 291.9677 | 131 | 23.9 | 0 | 1330
0.1398 | 9 | 0.077 | 16.5 | 0.5 | 54000 | 879000 | 931000 | 285.15 | 292.5428 | 131 | 23.9 | 0 | 1620
0.1398 | 9 | 0.077 | 16.5 | 0.6 | 67000 | 1055000 | 1120000 | 285.15 | 293.1289 | 131 | 23.9 | 0 | 2018
0.1398 | 9 | 0.077 | 16.5 | 0.7 | 84000 | 1231000 | 1312000 | 285.15 | 293.7262 | 131 | 23.9 | 0 | 2529
0.1398 | 9 | 0.077 | 16.5 | 0.8 | 105000 | 1406000 | 1508000 | 285.15 | 294.3347 | 131 | 23.9 | 0 | 3151
0.1398 | 9 | 0.077 | 16.5 | 0.9 | 130000 | 1582000 | 1708000 | 285.15 | 294.9547 | 131 | 23.9 | 0 | 3887
0.1398 | 9 | 0.077 | 16.5 | 1 | 159000 | 1758000 | 1912000 | 285.15 | 295.5884 | 131 | 23.9 | 0 | 4760
0.1398 | 9 | 0.077 | 17 | 0.15 | 27000 | 264000 | 290000 | 285.15 | 291.0503 | 131 | 23.9 | 0 | 807
0.1398 | 9 | 0.077 | 17 | 0.2 | 30000 | 352000 | 381000 | 285.15 | 291.3332 | 131 | 23.9 | 0 | 905
0.1398 | 9 | 0.077 | 17 | 0.3 | 37000 | 527000 | 564000 | 285.15 | 291.9011 | 131 | 23.9 | 0 | 1121
0.1398 | 9 | 0.077 | 17 | 0.4 | 46000 | 703000 | 748000 | 285.15 | 292.4724 | 131 | 23.9 | 0 | 1373
0.1398 | 9 | 0.077 | 17 | 0.5 | 56000 | 879000 | 933000 | 285.15 | 293.0494 | 131 | 23.9 | 0 | 1680
0.1398 | 9 | 0.077 | 17 | 0.6 | 70000 | 1055000 | 1122000 | 285.15 | 293.6367 | 131 | 23.9 | 0 | 2089
0.1398 | 9 | 0.077 | 17 | 0.7 | 87000 | 1231000 | 1315000 | 285.15 | 294.2349 | 131 | 23.9 | 0 | 2607
0.1398 | 9 | 0.077 | 17 | 0.8 | 108000 | 1406000 | 1511000 | 285.15 | 294.8441 | 131 | 23.9 | 0 | 3236
0.1398 | 9 | 0.077 | 17 | 0.9 | 133000 | 1582000 | 1711000 | 285.15 | 295.4646 | 131 | 23.9 | 0 | 3975
0.1398 | 9 | 0.077 | 17 | 1 | 162000 | 1758000 | 1915000 | 285.15 | 296.0983 | 131 | 23.9 | 0 | 4847
0.1398 | 9 | 0.077 | 17.5 | 0.15 | 27000 | 264000 | 289000 | 285.15 | 291.5493 | 131 | 23.9 | 0 | 796
0.1398 | 9 | 0.077 | 17.5 | 0.2 | 31000 | 352000 | 382000 | 285.15 | 291.8362 | 131 | 23.9 | 0 | 933
0.1398 | 9 | 0.077 | 17.5 | 0.3 | 39000 | 527000 | 565000 | 285.15 | 292.4052 | 131 | 23.9 | 0 | 1159
0.1398 | 9 | 0.077 | 17.5 | 0.4 | 48000 | 703000 | 749000 | 285.15 | 292.9786 | 131 | 23.9 | 0 | 1429
0.1398 | 9 | 0.077 | 17.5 | 0.5 | 58000 | 879000 | 935000 | 285.15 | 293.5565 | 131 | 23.9 | 0 | 1744
0.1398 | 9 | 0.077 | 17.5 | 0.6 | 72000 | 1055000 | 1125000 | 285.15 | 294.1448 | 131 | 23.9 | 0 | 2163
0.1398 | 9 | 0.077 | 17.5 | 0.7 | 90000 | 1231000 | 1317000 | 285.15 | 294.7437 | 131 | 23.9 | 0 | 2687
0.1398 | 9 | 0.077 | 17.5 | 0.8 | 111000 | 1406000 | 1514000 | 285.15 | 295.354 | 131 | 23.9 | 0 | 3325
0.1398 | 9 | 0.077 | 17.5 | 0.9 | 136000 | 1582000 | 1714000 | 285.15 | 295.9749 | 131 | 23.9 | 0 | 4067
0.1398 | 9 | 0.077 | 17.5 | 1 | 165000 | 1758000 | 1918000 | 285.15 | 296.6091 | 131 | 23.9 | 0 | 4943
0.1398 | 9 | 0.077 | 18 | 0.15 | 27000 | 264000 | 290000 | 285.15 | 292.0517 | 131 | 23.9 | 0 | 817
0.1398 | 9 | 0.077 | 18 | 0.2 | 32000 | 352000 | 383000 | 285.15 | 292.3397 | 131 | 23.9 | 0 | 965
0.1398 | 9 | 0.077 | 18 | 0.3 | 40000 | 527000 | 566000 | 285.15 | 292.9102 | 131 | 23.9 | 0 | 1206
0.1398 | 9 | 0.077 | 18 | 0.4 | 50000 | 703000 | 752000 | 285.15 | 293.4859 | 131 | 23.9 | 0 | 1497
0.1398 | 9 | 0.077 | 18 | 0.5 | 60000 | 879000 | 938000 | 285.15 | 294.0636 | 131 | 23.9 | 0 | 1810
0.1398 | 9 | 0.077 | 18 | 0.6 | 75000 | 1055000 | 1127000 | 285.15 | 294.6528 | 131 | 23.9 | 0 | 2236
0.1398 | 9 | 0.077 | 18 | 0.7 | 92000 | 1231000 | 1320000 | 285.15 | 295.2526 | 131 | 23.9 | 0 | 2767
0.1398 | 9 | 0.077 | 18 | 0.8 | 114000 | 1406000 | 1517000 | 285.15 | 295.8641 | 131 | 23.9 | 0 | 3416
0.1398 | 9 | 0.077 | 18 | 0.9 | 139000 | 1582000 | 1717000 | 285.15 | 296.4852 | 131 | 23.9 | 0 | 4160
0.1398 | 9 | 0.077 | 18 | 1 | 168000 | 1758000 | 1921000 | 285.15 | 297.1197 | 131 | 23.9 | 0 | 5037
0.1398 | 9 | 0.077 | 21 | 0.15 | 34000 | 264000 | 297000 | 285.15 | 295.0726 | 131 | 23.9 | 0 | 1016
0.1398 | 9 | 0.077 | 21 | 0.2 | 39000 | 352000 | 390000 | 285.15 | 295.3622 | 131 | 23.9 | 0 | 1176
0.1398 | 9 | 0.077 | 21 | 0.3 | 51000 | 527000 | 577000 | 285.15 | 295.946 | 131 | 23.9 | 0 | 1542
0.1398 | 9 | 0.077 | 21 | 0.4 | 60000 | 703000 | 762000 | 285.15 | 296.5197 | 131 | 23.9 | 0 | 1808
0.1398 | 9 | 0.077 | 21 | 0.5 | 74000 | 879000 | 951000 | 285.15 | 297.1085 | 131 | 23.9 | 0 | 2223
0.1398 | 9 | 0.077 | 21 | 0.6 | 90000 | 1055000 | 1142000 | 285.15 | 297.7043 | 131 | 23.9 | 0 | 2709
0.1398 | 9 | 0.077 | 21 | 0.7 | 110000 | 1231000 | 1338000 | 285.15 | 298.3118 | 131 | 23.9 | 0 | 3311
0.1398 | 9 | 0.077 | 21 | 0.8 | 133000 | 1406000 | 1535000 | 285.15 | 298.9273 | 131 | 23.9 | 0 | 3992
0.1398 | 9 | 0.077 | 21 | 0.9 | 159000 | 1582000 | 1737000 | 285.15 | 299.553 | 131 | 23.9 | 0 | 4775
0.1398 | 9 | 0.077 | 21 | 1 | 190000 | 1758000 | 1942000 | 285.15 | 300.1918 | 131 | 23.9 | 0 | 5688
0.1398 | 9 | 0.077 | 24 | 0.15 | 41000 | 264000 | 304000 | 285.15 | 298.0964 | 131 | 23.9 | 0 | 1242
0.1398 | 9 | 0.077 | 24 | 0.2 | 48000 | 352000 | 398000 | 285.15 | 298.3903 | 131 | 23.9 | 0 | 1442
0.1398 | 9 | 0.077 | 24 | 0.3 | 61000 | 527000 | 587000 | 285.15 | 298.9781 | 131 | 23.9 | 0 | 1842
0.1398 | 9 | 0.077 | 24 | 0.4 | 77000 | 703000 | 778000 | 285.15 | 299.5725 | 131 | 23.9 | 0 | 2307
0.1398 | 9 | 0.077 | 24 | 0.5 | 89000 | 879000 | 966000 | 285.15 | 300.1581 | 131 | 23.9 | 0 | 2685
0.1398 | 9 | 0.077 | 24 | 0.6 | 108000 | 1055000 | 1159000 | 285.15 | 300.7607 | 131 | 23.9 | 0 | 3232
0.1398 | 9 | 0.077 | 24 | 0.7 | 129000 | 1231000 | 1356000 | 285.15 | 301.3734 | 131 | 23.9 | 0 | 3878
0.1398 | 9 | 0.077 | 24 | 0.8 | 154000 | 1406000 | 1556000 | 285.15 | 301.9965 | 131 | 23.9 | 0 | 4629
0.1398 | 9 | 0.077 | 24 | 0.9 | 183000 | 1582000 | 1760000 | 285.15 | 302.6305 | 131 | 23.9 | 0 | 5487
0.1398 | 9 | 0.077 | 24 | 1 | 215000 | 1758000 | 1966000 | 285.15 | 303.2747 | 131 | 23.9 | 0 | 6447
0.1398 | 9 | 0.077 | 27 | 0.15 | 50000 | 264000 | 312000 | 285.15 | 301.1224 | 131 | 23.9 | 0 | 1490
0.1398 | 9 | 0.077 | 27 | 0.2 | 58000 | 352000 | 408000 | 285.15 | 301.4213 | 131 | 23.9 | 0 | 1737
0.1398 | 9 | 0.077 | 27 | 0.3 | 74000 | 527000 | 599000 | 285.15 | 302.0179 | 131 | 23.9 | 0 | 2217
0.1398 | 9 | 0.077 | 27 | 0.4 | 93000 | 703000 | 793000 | 285.15 | 302.6233 | 131 | 23.9 | 0 | 2786
0.1398 | 9 | 0.077 | 27 | 0.5 | 107000 | 879000 | 983000 | 285.15 | 303.2139 | 131 | 23.9 | 0 | 3207
0.1398 | 9 | 0.077 | 27 | 0.6 | 127000 | 1055000 | 1178000 | 285.15 | 303.8226 | 131 | 23.9 | 0 | 3808
0.1398 | 9 | 0.077 | 27 | 0.7 | 150000 | 1231000 | 1376000 | 285.15 | 304.4417 | 131 | 23.9 | 0 | 4512
0.1398 | 9 | 0.077 | 27 | 0.8 | 178000 | 1406000 | 1579000 | 285.15 | 305.0731 | 131 | 23.9 | 0 | 5338
0.1398 | 9 | 0.077 | 27 | 0.9 | 208000 | 1582000 | 1784000 | 285.15 | 305.7126 | 131 | 23.9 | 0 | 6245
0.1398 | 9 | 0.077 | 27 | 1 | 243000 | 1758000 | 1993000 | 285.15 | 306.3647 | 131 | 23.9 | 0 | 7276
0.1398 | 9 | 0.077 | 30 | 0.15 | 59000 | 264000 | 320000 | 285.15 | 304.1502 | 131 | 23.9 | 0 | 1756
0.1398 | 9 | 0.077 | 30 | 0.2 | 68000 | 352000 | 418000 | 285.15 | 304.4545 | 131 | 23.9 | 0 | 2053
0.1398 | 9 | 0.077 | 30 | 0.3 | 87000 | 527000 | 612000 | 285.15 | 305.0606 | 131 | 23.9 | 0 | 2622
0.1398 | 9 | 0.077 | 30 | 0.4 | 107000 | 703000 | 807000 | 285.15 | 305.6677 | 131 | 23.9 | 0 | 3201
0.1398 | 9 | 0.077 | 30 | 0.5 | 129000 | 879000 | 1004000 | 285.15 | 306.2828 | 131 | 23.9 | 0 | 3859
0.1398 | 9 | 0.077 | 30 | 0.6 | 148000 | 1055000 | 1198000 | 285.15 | 306.8904 | 131 | 23.9 | 0 | 4443
0.1398 | 9 | 0.077 | 30 | 0.7 | 173000 | 1231000 | 1399000 | 285.15 | 307.5151 | 131 | 23.9 | 0 | 5195
0.1398 | 9 | 0.077 | 30 | 0.8 | 202000 | 1406000 | 1602000 | 285.15 | 308.1509 | 131 | 23.9 | 0 | 6059
0.1398 | 9 | 0.077 | 30 | 0.9 | 235000 | 1582000 | 1810000 | 285.15 | 308.8006 | 131 | 23.9 | 0 | 7060
0.1398 | 9 | 0.077 | 30 | 1 | 273000 | 1758000 | 2023000 | 285.15 | 309.4639 | 131 | 23.9 | 0 | 8196
0.1398 | 9 | 0.09437 | 10.5 | 0.15 | Null | Null | Null | Null | Null | Null | Null | Null | Null
0.1398 | 9 | 0.09437 | 10.5 | 0.2 | Null | Null | Null | Null | Null | Null | Null | Null | Null
0.1398 | 9 | 0.09437 | 10.5 | 0.3 | Null | Null | Null | Null | Null | Null | Null | Null | Null
0.1398 | 9 | 0.09437 | 10.5 | 0.4 | Null | Null | Null | Null | Null | Null | Null | Null | Null
0.1398 | 9 | 0.09437 | 10.5 | 0.5 | Null | Null | Null | Null | Null | Null | Null | Null | Null
0.1398 | 9 | 0.09437 | 10.5 | 0.6 | Null | Null | Null | Null | Null | Null | Null | Null | Null
0.1398 | 9 | 0.09437 | 10.5 | 0.7 | Null | Null | Null | Null | Null | Null | Null | Null | Null
0.1398 | 9 | 0.09437 | 10.5 | 0.8 | Null | Null | Null | Null | Null | Null | Null | Null | Null
0.1398 | 9 | 0.09437 | 10.5 | 0.9 | Null | Null | Null | Null | Null | Null | Null | Null | Null
0.1398 | 9 | 0.09437 | 10.5 | 1 | Null | Null | Null | Null | Null | Null | Null | Null | Null
0.1398 | 9 | 0.09437 | 11 | 0.15 | Null | Null | Null | Null | Null | Null | Null | Null | Null
0.1398 | 9 | 0.09437 | 11 | 0.2 | Null | Null | Null | Null | Null | Null | Null | Null | Null
0.1398 | 9 | 0.09437 | 11 | 0.3 | Null | Null | Null | Null | Null | Null | Null | Null | Null
0.1398 | 9 | 0.09437 | 11 | 0.4 | Null | Null | Null | Null | Null | Null | Null | Null | Null
0.1398 | 9 | 0.09437 | 11 | 0.5 | Null | Null | Null | Null | Null | Null | Null | Null | Null
0.1398 | 9 | 0.09437 | 11 | 0.6 | Null | Null | Null | Null | Null | Null | Null | Null | Null
0.1398 | 9 | 0.09437 | 11 | 0.7 | Null | Null | Null | Null | Null | Null | Null | Null | Null
0.1398 | 9 | 0.09437 | 11 | 0.8 | Null | Null | Null | Null | Null | Null | Null | Null | Null
0.1398 | 9 | 0.09437 | 11 | 0.9 | Null | Null | Null | Null | Null | Null | Null | Null | Null
0.1398 | 9 | 0.09437 | 11 | 1 | Null | Null | Null | Null | Null | Null | Null | Null | Null
0.1398 | 9 | 0.09437 | 11.5 | 0.15 | Null | Null | Null | Null | Null | Null | Null | Null | Null
0.1398 | 9 | 0.09437 | 11.5 | 0.2 | Null | Null | Null | Null | Null | Null | Null | Null | Null
0.1398 | 9 | 0.09437 | 11.5 | 0.3 | Null | Null | Null | Null | Null | Null | Null | Null | Null
0.1398 | 9 | 0.09437 | 11.5 | 0.4 | Null | Null | Null | Null | Null | Null | Null | Null | Null
0.1398 | 9 | 0.09437 | 11.5 | 0.5 | Null | Null | Null | Null | Null | Null | Null | Null | Null
0.1398 | 9 | 0.09437 | 11.5 | 0.6 | Null | Null | Null | Null | Null | Null | Null | Null | Null
0.1398 | 9 | 0.09437 | 11.5 | 0.7 | Null | Null | Null | Null | Null | Null | Null | Null | Null
0.1398 | 9 | 0.09437 | 11.5 | 0.8 | Null | Null | Null | Null | Null | Null | Null | Null | Null
0.1398 | 9 | 0.09437 | 11.5 | 0.9 | Null | Null | Null | Null | Null | Null | Null | Null | Null
0.1398 | 9 | 0.09437 | 11.5 | 1 | Null | Null | Null | Null | Null | Null | Null | Null | Null
0.1398 | 9 | 0.09437 | 12 | 0.15 | Null | Null | Null | Null | Null | Null | Null | Null | Null
0.1398 | 9 | 0.09437 | 12 | 0.2 | Null | Null | Null | Null | Null | Null | Null | Null | Null
0.1398 | 9 | 0.09437 | 12 | 0.3 | Null | Null | Null | Null | Null | Null | Null | Null | Null
0.1398 | 9 | 0.09437 | 12 | 0.4 | Null | Null | Null | Null | Null | Null | Null | Null | Null
0.1398 | 9 | 0.09437 | 12 | 0.5 | Null | Null | Null | Null | Null | Null | Null | Null | Null
0.1398 | 9 | 0.09437 | 12 | 0.6 | Null | Null | Null | Null | Null | Null | Null | Null | Null
0.1398 | 9 | 0.09437 | 12 | 0.7 | Null | Null | Null | Null | Null | Null | Null | Null | Null
0.1398 | 9 | 0.09437 | 12 | 0.8 | Null | Null | Null | Null | Null | Null | Null | Null | Null
0.1398 | 9 | 0.09437 | 12 | 0.9 | Null | Null | Null | Null | Null | Null | Null | Null | Null
0.1398 | 9 | 0.09437 | 12 | 1 | Null | Null | Null | Null | Null | Null | Null | Null | Null
0.1398 | 9 | 0.09437 | 12.5 | 0.15 | Null | Null | Null | Null | Null | Null | Null | Null | Null
0.1398 | 9 | 0.09437 | 12.5 | 0.2 | Null | Null | Null | Null | Null | Null | Null | Null | Null
0.1398 | 9 | 0.09437 | 12.5 | 0.3 | Null | Null | Null | Null | Null | Null | Null | Null | Null
0.1398 | 9 | 0.09437 | 12.5 | 0.4 | Null | Null | Null | Null | Null | Null | Null | Null | Null
0.1398 | 9 | 0.09437 | 12.5 | 0.5 | Null | Null | Null | Null | Null | Null | Null | Null | Null
0.1398 | 9 | 0.09437 | 12.5 | 0.6 | Null | Null | Null | Null | Null | Null | Null | Null | Null
0.1398 | 9 | 0.09437 | 12.5 | 0.7 | Null | Null | Null | Null | Null | Null | Null | Null | Null
0.1398 | 9 | 0.09437 | 12.5 | 0.8 | Null | Null | Null | Null | Null | Null | Null | Null | Null
0.1398 | 9 | 0.09437 | 12.5 | 0.9 | Null | Null | Null | Null | Null | Null | Null | Null | Null
0.1398 | 9 | 0.09437 | 12.5 | 1 | Null | Null | Null | Null | Null | Null | Null | Null | Null
0.1398 | 9 | 0.09437 | 13 | 0.15 | Null | Null | Null | Null | Null | Null | Null | Null | Null
0.1398 | 9 | 0.09437 | 13 | 0.2 | Null | Null | Null | Null | Null | Null | Null | Null | Null
0.1398 | 9 | 0.09437 | 13 | 0.3 | Null | Null | Null | Null | Null | Null | Null | Null | Null
0.1398 | 9 | 0.09437 | 13 | 0.4 | Null | Null | Null | Null | Null | Null | Null | Null | Null
0.1398 | 9 | 0.09437 | 13 | 0.5 | Null | Null | Null | Null | Null | Null | Null | Null | Null
0.1398 | 9 | 0.09437 | 13 | 0.6 | Null | Null | Null | Null | Null | Null | Null | Null | Null
0.1398 | 9 | 0.09437 | 13 | 0.7 | Null | Null | Null | Null | Null | Null | Null | Null | Null
0.1398 | 9 | 0.09437 | 13 | 0.8 | Null | Null | Null | Null | Null | Null | Null | Null | Null
0.1398 | 9 | 0.09437 | 13 | 0.9 | Null | Null | Null | Null | Null | Null | Null | Null | Null
0.1398 | 9 | 0.09437 | 13 | 1 | Null | Null | Null | Null | Null | Null | Null | Null | Null
0.1398 | 9 | 0.09437 | 13.5 | 0.15 | Null | Null | Null | Null | Null | Null | Null | Null | Null
0.1398 | 9 | 0.09437 | 13.5 | 0.2 | Null | Null | Null | Null | Null | Null | Null | Null | Null
0.1398 | 9 | 0.09437 | 13.5 | 0.3 | Null | Null | Null | Null | Null | Null | Null | Null | Null
0.1398 | 9 | 0.09437 | 13.5 | 0.4 | Null | Null | Null | Null | Null | Null | Null | Null | Null
0.1398 | 9 | 0.09437 | 13.5 | 0.5 | Null | Null | Null | Null | Null | Null | Null | Null | Null
0.1398 | 9 | 0.09437 | 13.5 | 0.6 | Null | Null | Null | Null | Null | Null | Null | Null | Null
0.1398 | 9 | 0.09437 | 13.5 | 0.7 | Null | Null | Null | Null | Null | Null | Null | Null | Null
0.1398 | 9 | 0.09437 | 13.5 | 0.8 | Null | Null | Null | Null | Null | Null | Null | Null | Null
0.1398 | 9 | 0.09437 | 13.5 | 0.9 | Null | Null | Null | Null | Null | Null | Null | Null | Null
0.1398 | 9 | 0.09437 | 13.5 | 1 | Null | Null | Null | Null | Null | Null | Null | Null | Null
0.1398 | 9 | 0.09437 | 14 | 0.15 | Null | Null | Null | Null | Null | Null | Null | Null | Null
0.1398 | 9 | 0.09437 | 14 | 0.2 | Null | Null | Null | Null | Null | Null | Null | Null | Null
0.1398 | 9 | 0.09437 | 14 | 0.3 | Null | Null | Null | Null | Null | Null | Null | Null | Null
0.1398 | 9 | 0.09437 | 14 | 0.4 | Null | Null | Null | Null | Null | Null | Null | Null | Null
0.1398 | 9 | 0.09437 | 14 | 0.5 | Null | Null | Null | Null | Null | Null | Null | Null | Null
0.1398 | 9 | 0.09437 | 14 | 0.6 | Null | Null | Null | Null | Null | Null | Null | Null | Null
0.1398 | 9 | 0.09437 | 14 | 0.7 | Null | Null | Null | Null | Null | Null | Null | Null | Null
0.1398 | 9 | 0.09437 | 14 | 0.8 | Null | Null | Null | Null | Null | Null | Null | Null | Null
0.1398 | 9 | 0.09437 | 14 | 0.9 | Null | Null | Null | Null | Null | Null | Null | Null | Null
0.1398 | 9 | 0.09437 | 14 | 1 | Null | Null | Null | Null | Null | Null | Null | Null | Null
0.1398 | 9 | 0.09437 | 14.5 | 0.15 | Null | Null | Null | Null | Null | Null | Null | Null | Null
0.1398 | 9 | 0.09437 | 14.5 | 0.2 | Null | Null | Null | Null | Null | Null | Null | Null | Null
0.1398 | 9 | 0.09437 | 14.5 | 0.3 | Null | Null | Null | Null | Null | Null | Null | Null | Null
0.1398 | 9 | 0.09437 | 14.5 | 0.4 | Null | Null | Null | Null | Null | Null | Null | Null | Null
0.1398 | 9 | 0.09437 | 14.5 | 0.5 | Null | Null | Null | Null | Null | Null | Null | Null | Null
0.1398 | 9 | 0.09437 | 14.5 | 0.6 | Null | Null | Null | Null | Null | Null | Null | Null | Null
0.1398 | 9 | 0.09437 | 14.5 | 0.7 | Null | Null | Null | Null | Null | Null | Null | Null | Null
0.1398 | 9 | 0.09437 | 14.5 | 0.8 | Null | Null | Null | Null | Null | Null | Null | Null | Null
0.1398 | 9 | 0.09437 | 14.5 | 0.9 | Null | Null | Null | Null | Null | Null | Null | Null | Null
0.1398 | 9 | 0.09437 | 14.5 | 1 | Null | Null | Null | Null | Null | Null | Null | Null | Null
0.1398 | 9 | 0.09437 | 15 | 0.15 | Null | Null | Null | Null | Null | Null | Null | Null | Null
0.1398 | 9 | 0.09437 | 15 | 0.2 | Null | Null | Null | Null | Null | Null | Null | Null | Null
0.1398 | 9 | 0.09437 | 15 | 0.3 | Null | Null | Null | Null | Null | Null | Null | Null | Null
0.1398 | 9 | 0.09437 | 15 | 0.4 | Null | Null | Null | Null | Null | Null | Null | Null | Null
0.1398 | 9 | 0.09437 | 15 | 0.5 | Null | Null | Null | Null | Null | Null | Null | Null | Null
0.1398 | 9 | 0.09437 | 15 | 0.6 | Null | Null | Null | Null | Null | Null | Null | Null | Null
0.1398 | 9 | 0.09437 | 15 | 0.7 | Null | Null | Null | Null | Null | Null | Null | Null | Null
0.1398 | 9 | 0.09437 | 15 | 0.8 | Null | Null | Null | Null | Null | Null | Null | Null | Null
0.1398 | 9 | 0.09437 | 15 | 0.9 | Null | Null | Null | Null | Null | Null | Null | Null | Null
0.1398 | 9 | 0.09437 | 15 | 1 | Null | Null | Null | Null | Null | Null | Null | Null | Null
0.1398 | 9 | 0.09437 | 15.5 | 0.15 | Null | Null | Null | Null | Null | Null | Null | Null | Null
0.1398 | 9 | 0.09437 | 15.5 | 0.2 | Null | Null | Null | Null | Null | Null | Null | Null | Null
0.1398 | 9 | 0.09437 | 15.5 | 0.3 | Null | Null | Null | Null | Null | Null | Null | Null | Null
0.1398 | 9 | 0.09437 | 15.5 | 0.4 | Null | Null | Null | Null | Null | Null | Null | Null | Null
0.1398 | 9 | 0.09437 | 15.5 | 0.5 | Null | Null | Null | Null | Null | Null | Null | Null | Null
0.1398 | 9 | 0.09437 | 15.5 | 0.6 | Null | Null | Null | Null | Null | Null | Null | Null | Null
0.1398 | 9 | 0.09437 | 15.5 | 0.7 | Null | Null | Null | Null | Null | Null | Null | Null | Null
0.1398 | 9 | 0.09437 | 15.5 | 0.8 | Null | Null | Null | Null | Null | Null | Null | Null | Null
0.1398 | 9 | 0.09437 | 15.5 | 0.9 | Null | Null | Null | Null | Null | Null | Null | Null | Null
0.1398 | 9 | 0.09437 | 15.5 | 1 | Null | Null | Null | Null | Null | Null | Null | Null | Null
0.1398 | 9 | 0.09437 | 16 | 0.15 | Null | Null | Null | Null | Null | Null | Null | Null | Null
0.1398 | 9 | 0.09437 | 16 | 0.2 | Null | Null | Null | Null | Null | Null | Null | Null | Null
0.1398 | 9 | 0.09437 | 16 | 0.3 | Null | Null | Null | Null | Null | Null | Null | Null | Null
0.1398 | 9 | 0.09437 | 16 | 0.4 | Null | Null | Null | Null | Null | Null | Null | Null | Null
0.1398 | 9 | 0.09437 | 16 | 0.5 | Null | Null | Null | Null | Null | Null | Null | Null | Null
0.1398 | 9 | 0.09437 | 16 | 0.6 | Null | Null | Null | Null | Null | Null | Null | Null | Null
0.1398 | 9 | 0.09437 | 16 | 0.7 | Null | Null | Null | Null | Null | Null | Null | Null | Null
0.1398 | 9 | 0.09437 | 16 | 0.8 | Null | Null | Null | Null | Null | Null | Null | Null | Null
0.1398 | 9 | 0.09437 | 16 | 0.9 | Null | Null | Null | Null | Null | Null | Null | Null | Null
0.1398 | 9 | 0.09437 | 16 | 1 | Null | Null | Null | Null | Null | Null | Null | Null | Null
0.1398 | 9 | 0.09437 | 16.5 | 0.15 | Null | Null | Null | Null | Null | Null | Null | Null | Null
0.1398 | 9 | 0.09437 | 16.5 | 0.2 | Null | Null | Null | Null | Null | Null | Null | Null | Null
0.1398 | 9 | 0.09437 | 16.5 | 0.3 | Null | Null | Null | Null | Null | Null | Null | Null | Null
0.1398 | 9 | 0.09437 | 16.5 | 0.4 | Null | Null | Null | Null | Null | Null | Null | Null | Null
0.1398 | 9 | 0.09437 | 16.5 | 0.5 | Null | Null | Null | Null | Null | Null | Null | Null | Null
0.1398 | 9 | 0.09437 | 16.5 | 0.6 | Null | Null | Null | Null | Null | Null | Null | Null | Null
0.1398 | 9 | 0.09437 | 16.5 | 0.7 | Null | Null | Null | Null | Null | Null | Null | Null | Null
0.1398 | 9 | 0.09437 | 16.5 | 0.8 | Null | Null | Null | Null | Null | Null | Null | Null | Null
0.1398 | 9 | 0.09437 | 16.5 | 0.9 | Null | Null | Null | Null | Null | Null | Null | Null | Null
0.1398 | 9 | 0.09437 | 16.5 | 1 | Null | Null | Null | Null | Null | Null | Null | Null | Null
0.1398 | 9 | 0.09437 | 17 | 0.15 | Null | Null | Null | Null | Null | Null | Null | Null | Null
0.1398 | 9 | 0.09437 | 17 | 0.2 | Null | Null | Null | Null | Null | Null | Null | Null | Null
0.1398 | 9 | 0.09437 | 17 | 0.3 | Null | Null | Null | Null | Null | Null | Null | Null | Null
0.1398 | 9 | 0.09437 | 17 | 0.4 | Null | Null | Null | Null | Null | Null | Null | Null | Null
0.1398 | 9 | 0.09437 | 17 | 0.5 | Null | Null | Null | Null | Null | Null | Null | Null | Null
0.1398 | 9 | 0.09437 | 17 | 0.6 | Null | Null | Null | Null | Null | Null | Null | Null | Null
0.1398 | 9 | 0.09437 | 17 | 0.7 | Null | Null | Null | Null | Null | Null | Null | Null | Null
0.1398 | 9 | 0.09437 | 17 | 0.8 | Null | Null | Null | Null | Null | Null | Null | Null | Null
0.1398 | 9 | 0.09437 | 17 | 0.9 | Null | Null | Null | Null | Null | Null | Null | Null | Null
0.1398 | 9 | 0.09437 | 17 | 1 | Null | Null | Null | Null | Null | Null | Null | Null | Null
0.1398 | 9 | 0.09437 | 17.5 | 0.15 | Null | Null | Null | Null | Null | Null | Null | Null | Null
0.1398 | 9 | 0.09437 | 17.5 | 0.2 | Null | Null | Null | Null | Null | Null | Null | Null | Null
0.1398 | 9 | 0.09437 | 17.5 | 0.3 | Null | Null | Null | Null | Null | Null | Null | Null | Null
0.1398 | 9 | 0.09437 | 17.5 | 0.4 | Null | Null | Null | Null | Null | Null | Null | Null | Null
0.1398 | 9 | 0.09437 | 17.5 | 0.5 | Null | Null | Null | Null | Null | Null | Null | Null | Null
0.1398 | 9 | 0.09437 | 17.5 | 0.6 | Null | Null | Null | Null | Null | Null | Null | Null | Null
0.1398 | 9 | 0.09437 | 17.5 | 0.7 | Null | Null | Null | Null | Null | Null | Null | Null | Null
0.1398 | 9 | 0.09437 | 17.5 | 0.8 | Null | Null | Null | Null | Null | Null | Null | Null | Null
0.1398 | 9 | 0.09437 | 17.5 | 0.9 | Null | Null | Null | Null | Null | Null | Null | Null | Null
0.1398 | 9 | 0.09437 | 17.5 | 1 | Null | Null | Null | Null | Null | Null | Null | Null | Null
0.1398 | 9 | 0.09437 | 18 | 0.15 | Null | Null | Null | Null | Null | Null | Null | Null | Null
0.1398 | 9 | 0.09437 | 18 | 0.2 | Null | Null | Null | Null | Null | Null | Null | Null | Null
0.1398 | 9 | 0.09437 | 18 | 0.3 | Null | Null | Null | Null | Null | Null | Null | Null | Null
0.1398 | 9 | 0.09437 | 18 | 0.4 | Null | Null | Null | Null | Null | Null | Null | Null | Null
0.1398 | 9 | 0.09437 | 18 | 0.5 | Null | Null | Null | Null | Null | Null | Null | Null | Null
0.1398 | 9 | 0.09437 | 18 | 0.6 | Null | Null | Null | Null | Null | Null | Null | Null | Null
0.1398 | 9 | 0.09437 | 18 | 0.7 | Null | Null | Null | Null | Null | Null | Null | Null | Null
0.1398 | 9 | 0.09437 | 18 | 0.8 | Null | Null | Null | Null | Null | Null | Null | Null | Null
0.1398 | 9 | 0.09437 | 18 | 0.9 | Null | Null | Null | Null | Null | Null | Null | Null | Null
0.1398 | 9 | 0.09437 | 18 | 1 | Null | Null | Null | Null | Null | Null | Null | Null | Null
0.1398 | 9 | 0.09437 | 21 | 0.15 | Null | Null | Null | Null | Null | Null | Null | Null | Null
0.1398 | 9 | 0.09437 | 21 | 0.2 | Null | Null | Null | Null | Null | Null | Null | Null | Null
0.1398 | 9 | 0.09437 | 21 | 0.3 | Null | Null | Null | Null | Null | Null | Null | Null | Null
0.1398 | 9 | 0.09437 | 21 | 0.4 | Null | Null | Null | Null | Null | Null | Null | Null | Null
0.1398 | 9 | 0.09437 | 21 | 0.5 | Null | Null | Null | Null | Null | Null | Null | Null | Null
0.1398 | 9 | 0.09437 | 21 | 0.6 | Null | Null | Null | Null | Null | Null | Null | Null | Null
0.1398 | 9 | 0.09437 | 21 | 0.7 | Null | Null | Null | Null | Null | Null | Null | Null | Null
0.1398 | 9 | 0.09437 | 21 | 0.8 | Null | Null | Null | Null | Null | Null | Null | Null | Null
0.1398 | 9 | 0.09437 | 21 | 0.9 | Null | Null | Null | Null | Null | Null | Null | Null | Null
0.1398 | 9 | 0.09437 | 21 | 1 | Null | Null | Null | Null | Null | Null | Null | Null | Null
0.1398 | 9 | 0.09437 | 24 | 0.15 | Null | Null | Null | Null | Null | Null | Null | Null | Null
0.1398 | 9 | 0.09437 | 24 | 0.2 | Null | Null | Null | Null | Null | Null | Null | Null | Null
0.1398 | 9 | 0.09437 | 24 | 0.3 | Null | Null | Null | Null | Null | Null | Null | Null | Null
0.1398 | 9 | 0.09437 | 24 | 0.4 | Null | Null | Null | Null | Null | Null | Null | Null | Null
0.1398 | 9 | 0.09437 | 24 | 0.5 | Null | Null | Null | Null | Null | Null | Null | Null | Null
0.1398 | 9 | 0.09437 | 24 | 0.6 | Null | Null | Null | Null | Null | Null | Null | Null | Null
0.1398 | 9 | 0.09437 | 24 | 0.7 | Null | Null | Null | Null | Null | Null | Null | Null | Null
0.1398 | 9 | 0.09437 | 24 | 0.8 | Null | Null | Null | Null | Null | Null | Null | Null | Null
0.1398 | 9 | 0.09437 | 24 | 0.9 | Null | Null | Null | Null | Null | Null | Null | Null | Null
0.1398 | 9 | 0.09437 | 24 | 1 | Null | Null | Null | Null | Null | Null | Null | Null | Null
0.1398 | 9 | 0.09437 | 27 | 0.15 | Null | Null | Null | Null | Null | Null | Null | Null | Null
0.1398 | 9 | 0.09437 | 27 | 0.2 | Null | Null | Null | Null | Null | Null | Null | Null | Null
0.1398 | 9 | 0.09437 | 27 | 0.3 | Null | Null | Null | Null | Null | Null | Null | Null | Null
0.1398 | 9 | 0.09437 | 27 | 0.4 | Null | Null | Null | Null | Null | Null | Null | Null | Null
0.1398 | 9 | 0.09437 | 27 | 0.5 | Null | Null | Null | Null | Null | Null | Null | Null | Null
0.1398 | 9 | 0.09437 | 27 | 0.6 | Null | Null | Null | Null | Null | Null | Null | Null | Null
0.1398 | 9 | 0.09437 | 27 | 0.7 | Null | Null | Null | Null | Null | Null | Null | Null | Null
0.1398 | 9 | 0.09437 | 27 | 0.8 | Null | Null | Null | Null | Null | Null | Null | Null | Null
0.1398 | 9 | 0.09437 | 27 | 0.9 | Null | Null | Null | Null | Null | Null | Null | Null | Null
0.1398 | 9 | 0.09437 | 27 | 1 | Null | Null | Null | Null | Null | Null | Null | Null | Null
0.1398 | 9 | 0.09437 | 30 | 0.15 | Null | Null | Null | Null | Null | Null | Null | Null | Null
0.1398 | 9 | 0.09437 | 30 | 0.2 | Null | Null | Null | Null | Null | Null | Null | Null | Null
0.1398 | 9 | 0.09437 | 30 | 0.3 | Null | Null | Null | Null | Null | Null | Null | Null | Null
0.1398 | 9 | 0.09437 | 30 | 0.4 | Null | Null | Null | Null | Null | Null | Null | Null | Null
0.1398 | 9 | 0.09437 | 30 | 0.5 | Null | Null | Null | Null | Null | Null | Null | Null | Null
0.1398 | 9 | 0.09437 | 30 | 0.6 | Null | Null | Null | Null | Null | Null | Null | Null | Null
0.1398 | 9 | 0.09437 | 30 | 0.7 | Null | Null | Null | Null | Null | Null | Null | Null | Null
0.1398 | 9 | 0.09437 | 30 | 0.8 | Null | Null | Null | Null | Null | Null | Null | Null | Null
0.1398 | 9 | 0.09437 | 30 | 0.9 | Null | Null | Null | Null | Null | Null | Null | Null | Null
0.1398 | 9 | 0.09437 | 30 | 1 | Null | Null | Null | Null | Null | Null | Null | Null | Null
0.1398 | 9 | 0.09644 | 10.5 | 0.15 | Null | Null | Null | Null | Null | Null | Null | Null | Null
0.1398 | 9 | 0.09644 | 10.5 | 0.2 | Null | Null | Null | Null | Null | Null | Null | Null | Null
0.1398 | 9 | 0.09644 | 10.5 | 0.3 | Null | Null | Null | Null | Null | Null | Null | Null | Null
0.1398 | 9 | 0.09644 | 10.5 | 0.4 | Null | Null | Null | Null | Null | Null | Null | Null | Null
0.1398 | 9 | 0.09644 | 10.5 | 0.5 | Null | Null | Null | Null | Null | Null | Null | Null | Null
0.1398 | 9 | 0.09644 | 10.5 | 0.6 | Null | Null | Null | Null | Null | Null | Null | Null | Null
0.1398 | 9 | 0.09644 | 10.5 | 0.7 | Null | Null | Null | Null | Null | Null | Null | Null | Null
0.1398 | 9 | 0.09644 | 10.5 | 0.8 | Null | Null | Null | Null | Null | Null | Null | Null | Null
0.1398 | 9 | 0.09644 | 10.5 | 0.9 | Null | Null | Null | Null | Null | Null | Null | Null | Null
0.1398 | 9 | 0.09644 | 10.5 | 1 | Null | Null | Null | Null | Null | Null | Null | Null | Null
0.1398 | 9 | 0.09644 | 11 | 0.15 | Null | Null | Null | Null | Null | Null | Null | Null | Null
0.1398 | 9 | 0.09644 | 11 | 0.2 | Null | Null | Null | Null | Null | Null | Null | Null | Null
0.1398 | 9 | 0.09644 | 11 | 0.3 | Null | Null | Null | Null | Null | Null | Null | Null | Null
0.1398 | 9 | 0.09644 | 11 | 0.4 | Null | Null | Null | Null | Null | Null | Null | Null | Null
0.1398 | 9 | 0.09644 | 11 | 0.5 | Null | Null | Null | Null | Null | Null | Null | Null | Null
0.1398 | 9 | 0.09644 | 11 | 0.6 | Null | Null | Null | Null | Null | Null | Null | Null | Null
0.1398 | 9 | 0.09644 | 11 | 0.7 | Null | Null | Null | Null | Null | Null | Null | Null | Null
0.1398 | 9 | 0.09644 | 11 | 0.8 | Null | Null | Null | Null | Null | Null | Null | Null | Null
0.1398 | 9 | 0.09644 | 11 | 0.9 | Null | Null | Null | Null | Null | Null | Null | Null | Null
0.1398 | 9 | 0.09644 | 11 | 1 | Null | Null | Null | Null | Null | Null | Null | Null | Null
0.1398 | 9 | 0.09644 | 11.5 | 0.15 | Null | Null | Null | Null | Null | Null | Null | Null | Null
0.1398 | 9 | 0.09644 | 11.5 | 0.2 | Null | Null | Null | Null | Null | Null | Null | Null | Null
0.1398 | 9 | 0.09644 | 11.5 | 0.3 | Null | Null | Null | Null | Null | Null | Null | Null | Null
0.1398 | 9 | 0.09644 | 11.5 | 0.4 | Null | Null | Null | Null | Null | Null | Null | Null | Null
0.1398 | 9 | 0.09644 | 11.5 | 0.5 | Null | Null | Null | Null | Null | Null | Null | Null | Null
0.1398 | 9 | 0.09644 | 11.5 | 0.6 | Null | Null | Null | Null | Null | Null | Null | Null | Null
0.1398 | 9 | 0.09644 | 11.5 | 0.7 | Null | Null | Null | Null | Null | Null | Null | Null | Null
0.1398 | 9 | 0.09644 | 11.5 | 0.8 | Null | Null | Null | Null | Null | Null | Null | Null | Null
0.1398 | 9 | 0.09644 | 11.5 | 0.9 | Null | Null | Null | Null | Null | Null | Null | Null | Null
0.1398 | 9 | 0.09644 | 11.5 | 1 | Null | Null | Null | Null | Null | Null | Null | Null | Null
0.1398 | 9 | 0.09644 | 12 | 0.15 | Null | Null | Null | Null | Null | Null | Null | Null | Null
0.1398 | 9 | 0.09644 | 12 | 0.2 | Null | Null | Null | Null | Null | Null | Null | Null | Null
0.1398 | 9 | 0.09644 | 12 | 0.3 | Null | Null | Null | Null | Null | Null | Null | Null | Null
0.1398 | 9 | 0.09644 | 12 | 0.4 | Null | Null | Null | Null | Null | Null | Null | Null | Null
0.1398 | 9 | 0.09644 | 12 | 0.5 | Null | Null | Null | Null | Null | Null | Null | Null | Null
0.1398 | 9 | 0.09644 | 12 | 0.6 | Null | Null | Null | Null | Null | Null | Null | Null | Null
0.1398 | 9 | 0.09644 | 12 | 0.7 | Null | Null | Null | Null | Null | Null | Null | Null | Null
0.1398 | 9 | 0.09644 | 12 | 0.8 | Null | Null | Null | Null | Null | Null | Null | Null | Null
0.1398 | 9 | 0.09644 | 12 | 0.9 | Null | Null | Null | Null | Null | Null | Null | Null | Null
0.1398 | 9 | 0.09644 | 12 | 1 | Null | Null | Null | Null | Null | Null | Null | Null | Null
0.1398 | 9 | 0.09644 | 12.5 | 0.15 | 22000 | 264000 | 285000 | 285.15 | 286.3564 | 131 | 35.8 | 0 | 669
0.1398 | 9 | 0.09644 | 12.5 | 0.2 | 25000 | 352000 | 376000 | 285.15 | 286.5802 | 131 | 35.8 | 0 | 745
0.1398 | 9 | 0.09644 | 12.5 | 0.3 | 30000 | 527000 | 557000 | 285.15 | 287.029 | 131 | 35.8 | 0 | 915
0.1398 | 9 | 0.09644 | 12.5 | 0.4 | 0 | 703000 | 0 | 285.15 | 273.15 | 131 | 35.8 | 0 | 0
0.1398 | 9 | 0.09644 | 12.5 | 0.5 | 0 | 879000 | 0 | 285.15 | 273.15 | 131 | 35.8 | 0 | 0
0.1398 | 9 | 0.09644 | 12.5 | 0.6 | 0 | 1055000 | 0 | 285.15 | 273.15 | 131 | 35.8 | 0 | 0
0.1398 | 9 | 0.09644 | 12.5 | 0.7 | 0 | 1231000 | 0 | 285.15 | 273.15 | 131 | 35.8 | 0 | 0
0.1398 | 9 | 0.09644 | 12.5 | 0.8 | 0 | 1406000 | 0 | 285.15 | 273.15 | 131 | 35.8 | 0 | 0
0.1398 | 9 | 0.09644 | 12.5 | 0.9 | 0 | 1582000 | 0 | 285.15 | 273.15 | 131 | 35.8 | 0 | 0
0.1398 | 9 | 0.09644 | 12.5 | 1 | 0 | 1758000 | 0 | 285.15 | 273.15 | 131 | 35.8 | 0 | 0
0.1398 | 9 | 0.09644 | 13 | 0.15 | 23000 | 264000 | 286000 | 285.15 | 286.8574 | 131 | 35.8 | 0 | 680
0.1398 | 9 | 0.09644 | 13 | 0.2 | 25000 | 352000 | 376000 | 285.15 | 287.0813 | 131 | 35.8 | 0 | 757
0.1398 | 9 | 0.09644 | 13 | 0.3 | 31000 | 527000 | 557000 | 285.15 | 287.5304 | 131 | 35.8 | 0 | 929
0.1398 | 9 | 0.09644 | 13 | 0.4 | 37000 | 703000 | 739000 | 285.15 | 287.9811 | 131 | 35.8 | 0 | 1120
0.1398 | 9 | 0.09644 | 13 | 0.5 | 45000 | 879000 | 922000 | 285.15 | 288.4338 | 131 | 35.8 | 0 | 1337
0.1398 | 9 | 0.09644 | 13 | 0.6 | 0 | 1055000 | 0 | 285.15 | 273.15 | 131 | 35.8 | 0 | 0
0.1398 | 9 | 0.09644 | 13 | 0.7 | 0 | 1231000 | 0 | 285.15 | 273.15 | 131 | 35.8 | 0 | 0
0.1398 | 9 | 0.09644 | 13 | 0.8 | 0 | 1406000 | 0 | 285.15 | 273.15 | 131 | 35.8 | 0 | 0
0.1398 | 9 | 0.09644 | 13 | 0.9 | 0 | 1582000 | 0 | 285.15 | 273.15 | 131 | 35.8 | 0 | 0
0.1398 | 9 | 0.09644 | 13 | 1 | 0 | 1758000 | 0 | 285.15 | 273.15 | 131 | 35.8 | 0 | 0
0.1398 | 9 | 0.09644 | 13.5 | 0.15 | 23000 | 264000 | 286000 | 285.15 | 287.3584 | 131 | 35.8 | 0 | 690
0.1398 | 9 | 0.09644 | 13.5 | 0.2 | 26000 | 352000 | 376000 | 285.15 | 287.5825 | 131 | 35.8 | 0 | 769
0.1398 | 9 | 0.09644 | 13.5 | 0.3 | 31000 | 527000 | 558000 | 285.15 | 288.0319 | 131 | 35.8 | 0 | 944
0.1398 | 9 | 0.09644 | 13.5 | 0.4 | 38000 | 703000 | 740000 | 285.15 | 288.4829 | 131 | 35.8 | 0 | 1138
0.1398 | 9 | 0.09644 | 13.5 | 0.5 | 45000 | 879000 | 923000 | 285.15 | 288.9354 | 131 | 35.8 | 0 | 1351
0.1398 | 9 | 0.09644 | 13.5 | 0.6 | 54000 | 1055000 | 1107000 | 285.15 | 289.392 | 131 | 35.8 | 0 | 1616
0.1398 | 9 | 0.09644 | 13.5 | 0.7 | 66000 | 1231000 | 1295000 | 285.15 | 289.8565 | 131 | 35.8 | 0 | 1978
0.1398 | 9 | 0.09644 | 13.5 | 0.8 | 86000 | 1406000 | 1489000 | 285.15 | 290.3391 | 131 | 35.8 | 0 | 2568
0.1398 | 9 | 0.09644 | 13.5 | 0.9 | 0 | 1582000 | 0 | 285.15 | 273.15 | 131 | 35.8 | 0 | 0
0.1398 | 9 | 0.09644 | 13.5 | 1 | 0 | 1758000 | 0 | 285.15 | 273.15 | 131 | 35.8 | 0 | 0
0.1398 | 9 | 0.09644 | 14 | 0.15 | 23000 | 264000 | 286000 | 285.15 | 287.8595 | 131 | 35.8 | 0 | 702
0.1398 | 9 | 0.09644 | 14 | 0.2 | 26000 | 352000 | 377000 | 285.15 | 288.0837 | 131 | 35.8 | 0 | 782
0.1398 | 9 | 0.09644 | 14 | 0.3 | 32000 | 527000 | 558000 | 285.15 | 288.5335 | 131 | 35.8 | 0 | 960
0.1398 | 9 | 0.09644 | 14 | 0.4 | 39000 | 703000 | 741000 | 285.15 | 288.9854 | 131 | 35.8 | 0 | 1165
0.1398 | 9 | 0.09644 | 14 | 0.5 | 46000 | 879000 | 924000 | 285.15 | 289.4381 | 131 | 35.8 | 0 | 1379
0.1398 | 9 | 0.09644 | 14 | 0.6 | 55000 | 1055000 | 1108000 | 285.15 | 289.8953 | 131 | 35.8 | 0 | 1650
0.1398 | 9 | 0.09644 | 14 | 0.7 | 68000 | 1231000 | 1297000 | 285.15 | 290.3627 | 131 | 35.8 | 0 | 2048
0.1398 | 9 | 0.09644 | 14 | 0.8 | 88000 | 1406000 | 1492000 | 285.15 | 290.8453 | 131 | 35.8 | 0 | 2635
0.1398 | 9 | 0.09644 | 14 | 0.9 | 112000 | 1582000 | 1691000 | 285.15 | 291.3381 | 131 | 35.8 | 0 | 3350
0.1398 | 9 | 0.09644 | 14 | 1 | 154000 | 1758000 | 1907000 | 285.15 | 291.8752 | 131 | 35.8 | 0 | 4618
0.1398 | 9 | 0.09644 | 14.5 | 0.15 | 24000 | 264000 | 287000 | 285.15 | 288.3606 | 131 | 35.8 | 0 | 714
0.1398 | 9 | 0.09644 | 14.5 | 0.2 | 27000 | 352000 | 377000 | 285.15 | 288.5851 | 131 | 35.8 | 0 | 797
0.1398 | 9 | 0.09644 | 14.5 | 0.3 | 33000 | 527000 | 559000 | 285.15 | 289.0351 | 131 | 35.8 | 0 | 977
0.1398 | 9 | 0.09644 | 14.5 | 0.4 | 39000 | 703000 | 741000 | 285.15 | 289.4872 | 131 | 35.8 | 0 | 1182
0.1398 | 9 | 0.09644 | 14.5 | 0.5 | 47000 | 879000 | 925000 | 285.15 | 289.9409 | 131 | 35.8 | 0 | 1409
0.1398 | 9 | 0.09644 | 14.5 | 0.6 | 56000 | 1055000 | 1109000 | 285.15 | 290.3988 | 131 | 35.8 | 0 | 1687
0.1398 | 9 | 0.09644 | 14.5 | 0.7 | 71000 | 1231000 | 1299000 | 285.15 | 290.869 | 131 | 35.8 | 0 | 2118
0.1398 | 9 | 0.09644 | 14.5 | 0.8 | 90000 | 1406000 | 1494000 | 285.15 | 291.3518 | 131 | 35.8 | 0 | 2706
0.1398 | 9 | 0.09644 | 14.5 | 0.9 | 114000 | 1582000 | 1693000 | 285.15 | 291.8439 | 131 | 35.8 | 0 | 3412
0.1398 | 9 | 0.09644 | 14.5 | 1 | 152000 | 1758000 | 1906000 | 285.15 | 292.3723 | 131 | 35.8 | 0 | 4570
0.1398 | 9 | 0.09644 | 15 | 0.15 | 24000 | 264000 | 287000 | 285.15 | 288.8619 | 131 | 35.8 | 0 | 728
0.1398 | 9 | 0.09644 | 15 | 0.2 | 27000 | 352000 | 378000 | 285.15 | 289.0865 | 131 | 35.8 | 0 | 812
0.1398 | 9 | 0.09644 | 15 | 0.3 | 33000 | 527000 | 560000 | 285.15 | 289.537 | 131 | 35.8 | 0 | 996
0.1398 | 9 | 0.09644 | 15 | 0.4 | 40000 | 703000 | 742000 | 285.15 | 289.989 | 131 | 35.8 | 0 | 1201
0.1398 | 9 | 0.09644 | 15 | 0.5 | 48000 | 879000 | 926000 | 285.15 | 290.4439 | 131 | 35.8 | 0 | 1440
0.1398 | 9 | 0.09644 | 15 | 0.6 | 58000 | 1055000 | 1111000 | 285.15 | 290.9043 | 131 | 35.8 | 0 | 1748
0.1398 | 9 | 0.09644 | 15 | 0.7 | 73000 | 1231000 | 1301000 | 285.15 | 291.3754 | 131 | 35.8 | 0 | 2190
0.1398 | 9 | 0.09644 | 15 | 0.8 | 93000 | 1406000 | 1496000 | 285.15 | 291.8582 | 131 | 35.8 | 0 | 2778
0.1398 | 9 | 0.09644 | 15 | 0.9 | 116000 | 1582000 | 1695000 | 285.15 | 292.3506 | 131 | 35.8 | 0 | 3485
0.1398 | 9 | 0.09644 | 15 | 1 | 148000 | 1758000 | 1901000 | 285.15 | 292.8622 | 131 | 35.8 | 0 | 4432
0.1398 | 9 | 0.09644 | 15.5 | 0.15 | 25000 | 264000 | 288000 | 285.15 | 289.3632 | 131 | 35.8 | 0 | 743
0.1398 | 9 | 0.09644 | 15.5 | 0.2 | 28000 | 352000 | 378000 | 285.15 | 289.5881 | 131 | 35.8 | 0 | 829
0.1398 | 9 | 0.09644 | 15.5 | 0.3 | 34000 | 527000 | 560000 | 285.15 | 290.0393 | 131 | 35.8 | 0 | 1022
0.1398 | 9 | 0.09644 | 15.5 | 0.4 | 41000 | 703000 | 743000 | 285.15 | 290.4919 | 131 | 35.8 | 0 | 1232
0.1398 | 9 | 0.09644 | 15.5 | 0.5 | 49000 | 879000 | 926000 | 285.15 | 290.9464 | 131 | 35.8 | 0 | 1465
0.1398 | 9 | 0.09644 | 15.5 | 0.6 | 60000 | 1055000 | 1113000 | 285.15 | 291.4086 | 131 | 35.8 | 0 | 1795
0.1398 | 9 | 0.09644 | 15.5 | 0.7 | 75000 | 1231000 | 1304000 | 285.15 | 291.8819 | 131 | 35.8 | 0 | 2262
0.1398 | 9 | 0.09644 | 15.5 | 0.8 | 95000 | 1406000 | 1499000 | 285.15 | 292.365 | 131 | 35.8 | 0 | 2853
0.1398 | 9 | 0.09644 | 15.5 | 0.9 | 119000 | 1582000 | 1697000 | 285.15 | 292.8578 | 131 | 35.8 | 0 | 3564
0.1398 | 9 | 0.09644 | 15.5 | 1 | 150000 | 1758000 | 1904000 | 285.15 | 293.3686 | 131 | 35.8 | 0 | 4500
0.1398 | 9 | 0.09644 | 16 | 0.15 | 25000 | 264000 | 288000 | 285.15 | 289.8649 | 131 | 35.8 | 0 | 761
0.1398 | 9 | 0.09644 | 16 | 0.2 | 28000 | 352000 | 379000 | 285.15 | 290.0896 | 131 | 35.8 | 0 | 847
0.1398 | 9 | 0.09644 | 16 | 0.3 | 35000 | 527000 | 561000 | 285.15 | 290.5414 | 131 | 35.8 | 0 | 1045
0.1398 | 9 | 0.09644 | 16 | 0.4 | 42000 | 703000 | 744000 | 285.15 | 290.9943 | 131 | 35.8 | 0 | 1256
0.1398 | 9 | 0.09644 | 16 | 0.5 | 50000 | 879000 | 928000 | 285.15 | 291.4501 | 131 | 35.8 | 0 | 1506
0.1398 | 9 | 0.09644 | 16 | 0.6 | 62000 | 1055000 | 1115000 | 285.15 | 291.9148 | 131 | 35.8 | 0 | 1865
0.1398 | 9 | 0.09644 | 16 | 0.7 | 78000 | 1231000 | 1306000 | 285.15 | 292.3885 | 131 | 35.8 | 0 | 2337
0.1398 | 9 | 0.09644 | 16 | 0.8 | 98000 | 1406000 | 1501000 | 285.15 | 292.8719 | 131 | 35.8 | 0 | 2930
0.1398 | 9 | 0.09644 | 16 | 0.9 | 121000 | 1582000 | 1700000 | 285.15 | 293.365 | 131 | 35.8 | 0 | 3643
0.1398 | 9 | 0.09644 | 16 | 1 | 152000 | 1758000 | 1906000 | 285.15 | 293.8749 | 131 | 35.8 | 0 | 4566
0.1398 | 9 | 0.09644 | 16.5 | 0.15 | 26000 | 264000 | 289000 | 285.15 | 290.3664 | 131 | 35.8 | 0 | 779
0.1398 | 9 | 0.09644 | 16.5 | 0.2 | 29000 | 352000 | 380000 | 285.15 | 290.5915 | 131 | 35.8 | 0 | 867
0.1398 | 9 | 0.09644 | 16.5 | 0.3 | 36000 | 527000 | 562000 | 285.15 | 291.0437 | 131 | 35.8 | 0 | 1070
0.1398 | 9 | 0.09644 | 16.5 | 0.4 | 43000 | 703000 | 745000 | 285.15 | 291.4976 | 131 | 35.8 | 0 | 1293
0.1398 | 9 | 0.09644 | 16.5 | 0.5 | 52000 | 879000 | 929000 | 285.15 | 291.9544 | 131 | 35.8 | 0 | 1553
0.1398 | 9 | 0.09644 | 16.5 | 0.6 | 64000 | 1055000 | 1117000 | 285.15 | 292.4201 | 131 | 35.8 | 0 | 1925
0.1398 | 9 | 0.09644 | 16.5 | 0.7 | 80000 | 1231000 | 1309000 | 285.15 | 292.8953 | 131 | 35.8 | 0 | 2413
0.1398 | 9 | 0.09644 | 16.5 | 0.8 | 100000 | 1406000 | 1504000 | 285.15 | 293.3792 | 131 | 35.8 | 0 | 3012
0.1398 | 9 | 0.09644 | 16.5 | 0.9 | 124000 | 1582000 | 1703000 | 285.15 | 293.8727 | 131 | 35.8 | 0 | 3729
0.1398 | 9 | 0.09644 | 16.5 | 1 | 154000 | 1758000 | 1908000 | 285.15 | 294.3813 | 131 | 35.8 | 0 | 4634
0.1398 | 9 | 0.09644 | 17 | 0.15 | 27000 | 264000 | 290000 | 285.15 | 290.8681 | 131 | 35.8 | 0 | 799
0.1398 | 9 | 0.09644 | 17 | 0.2 | 30000 | 352000 | 380000 | 285.15 | 291.0935 | 131 | 35.8 | 0 | 890
0.1398 | 9 | 0.09644 | 17 | 0.3 | 37000 | 527000 | 563000 | 285.15 | 291.5462 | 131 | 35.8 | 0 | 1098
0.1398 | 9 | 0.09644 | 17 | 0.4 | 45000 | 703000 | 746000 | 285.15 | 292.0013 | 131 | 35.8 | 0 | 1335
0.1398 | 9 | 0.09644 | 17 | 0.5 | 54000 | 879000 | 931000 | 285.15 | 292.4597 | 131 | 35.8 | 0 | 1614
0.1398 | 9 | 0.09644 | 17 | 0.6 | 67000 | 1055000 | 1119000 | 285.15 | 292.9263 | 131 | 35.8 | 0 | 1995
0.1398 | 9 | 0.09644 | 17 | 0.7 | 83000 | 1231000 | 1311000 | 285.15 | 293.402 | 131 | 35.8 | 0 | 2489
0.1398 | 9 | 0.09644 | 17 | 0.8 | 103000 | 1406000 | 1506000 | 285.15 | 293.8865 | 131 | 35.8 | 0 | 3093
0.1398 | 9 | 0.09644 | 17 | 0.9 | 127000 | 1582000 | 1706000 | 285.15 | 294.3805 | 131 | 35.8 | 0 | 3816
0.1398 | 9 | 0.09644 | 17 | 1 | 157000 | 1758000 | 1910000 | 285.15 | 294.8878 | 131 | 35.8 | 0 | 4705
0.1398 | 9 | 0.09644 | 17.5 | 0.15 | 26000 | 264000 | 289000 | 285.15 | 291.3674 | 131 | 35.8 | 0 | 788
0.1398 | 9 | 0.09644 | 17.5 | 0.2 | 31000 | 352000 | 381000 | 285.15 | 291.5962 | 131 | 35.8 | 0 | 921
0.1398 | 9 | 0.09644 | 17.5 | 0.3 | 38000 | 527000 | 564000 | 285.15 | 292.0492 | 131 | 35.8 | 0 | 1132
0.1398 | 9 | 0.09644 | 17.5 | 0.4 | 46000 | 703000 | 748000 | 285.15 | 292.5051 | 131 | 35.8 | 0 | 1378
0.1398 | 9 | 0.09644 | 17.5 | 0.5 | 56000 | 879000 | 933000 | 285.15 | 292.9649 | 131 | 35.8 | 0 | 1673
0.1398 | 9 | 0.09644 | 17.5 | 0.6 | 69000 | 1055000 | 1122000 | 285.15 | 293.4327 | 131 | 35.8 | 0 | 2068
0.1398 | 9 | 0.09644 | 17.5 | 0.7 | 86000 | 1231000 | 1314000 | 285.15 | 293.909 | 131 | 35.8 | 0 | 2569
0.1398 | 9 | 0.09644 | 17.5 | 0.8 | 106000 | 1406000 | 1509000 | 285.15 | 294.3941 | 131 | 35.8 | 0 | 3180
0.1398 | 9 | 0.09644 | 17.5 | 0.9 | 130000 | 1582000 | 1708000 | 285.15 | 294.8884 | 131 | 35.8 | 0 | 3903
0.1398 | 9 | 0.09644 | 17.5 | 1 | 159000 | 1758000 | 1913000 | 285.15 | 295.3949 | 131 | 35.8 | 0 | 4782
0.1398 | 9 | 0.09644 | 18 | 0.15 | 27000 | 264000 | 290000 | 285.15 | 291.8692 | 131 | 35.8 | 0 | 809
0.1398 | 9 | 0.09644 | 18 | 0.2 | 32000 | 352000 | 382000 | 285.15 | 292.0988 | 131 | 35.8 | 0 | 951
0.1398 | 9 | 0.09644 | 18 | 0.3 | 39000 | 527000 | 565000 | 285.15 | 292.5529 | 131 | 35.8 | 0 | 1175
0.1398 | 9 | 0.09644 | 18 | 0.4 | 48000 | 703000 | 750000 | 285.15 | 293.01 | 131 | 35.8 | 0 | 1435
0.1398 | 9 | 0.09644 | 18 | 0.5 | 58000 | 879000 | 935000 | 285.15 | 293.4705 | 131 | 35.8 | 0 | 1737
0.1398 | 9 | 0.09644 | 18 | 0.6 | 71000 | 1055000 | 1124000 | 285.15 | 293.9391 | 131 | 35.8 | 0 | 2141
0.1398 | 9 | 0.09644 | 18 | 0.7 | 88000 | 1231000 | 1316000 | 285.15 | 294.416 | 131 | 35.8 | 0 | 2648
0.1398 | 9 | 0.09644 | 18 | 0.8 | 109000 | 1406000 | 1512000 | 285.15 | 294.9018 | 131 | 35.8 | 0 | 3266
0.1398 | 9 | 0.09644 | 18 | 0.9 | 133000 | 1582000 | 1711000 | 285.15 | 295.3963 | 131 | 35.8 | 0 | 3992
0.1398 | 9 | 0.09644 | 18 | 1 | 162000 | 1758000 | 1915000 | 285.15 | 295.9026 | 131 | 35.8 | 0 | 4865
0.1398 | 9 | 0.09644 | 21 | 0.15 | 34000 | 264000 | 296000 | 285.15 | 294.8859 | 131 | 35.8 | 0 | 1006
0.1398 | 9 | 0.09644 | 21 | 0.2 | 39000 | 352000 | 389000 | 285.15 | 295.1163 | 131 | 35.8 | 0 | 1157
0.1398 | 9 | 0.09644 | 21 | 0.3 | 50000 | 527000 | 576000 | 285.15 | 295.581 | 131 | 35.8 | 0 | 1505
0.1398 | 9 | 0.09644 | 21 | 0.4 | 59000 | 703000 | 760000 | 285.15 | 296.0379 | 131 | 35.8 | 0 | 1757
0.1398 | 9 | 0.09644 | 21 | 0.5 | 72000 | 879000 | 948000 | 285.15 | 296.506 | 131 | 35.8 | 0 | 2147
0.1398 | 9 | 0.09644 | 21 | 0.6 | 87000 | 1055000 | 1139000 | 285.15 | 296.9794 | 131 | 35.8 | 0 | 2604
0.1398 | 9 | 0.09644 | 21 | 0.7 | 106000 | 1231000 | 1333000 | 285.15 | 297.4624 | 131 | 35.8 | 0 | 3180
0.1398 | 9 | 0.09644 | 21 | 0.8 | 128000 | 1406000 | 1530000 | 285.15 | 297.9515 | 131 | 35.8 | 0 | 3832
0.1398 | 9 | 0.09644 | 21 | 0.9 | 153000 | 1582000 | 1730000 | 285.15 | 298.4484 | 131 | 35.8 | 0 | 4582
0.1398 | 9 | 0.09644 | 21 | 1 | 182000 | 1758000 | 1935000 | 285.15 | 298.9558 | 131 | 35.8 | 0 | 5462
0.1398 | 9 | 0.09644 | 24 | 0.15 | 41000 | 264000 | 303000 | 285.15 | 297.9046 | 131 | 35.8 | 0 | 1229
0.1398 | 9 | 0.09644 | 24 | 0.2 | 47000 | 352000 | 398000 | 285.15 | 298.1387 | 131 | 35.8 | 0 | 1422
0.1398 | 9 | 0.09644 | 24 | 0.3 | 60000 | 527000 | 586000 | 285.15 | 298.6066 | 131 | 35.8 | 0 | 1804
0.1398 | 9 | 0.09644 | 24 | 0.4 | 71000 | 703000 | 773000 | 285.15 | 299.0711 | 131 | 35.8 | 0 | 2145
0.1398 | 9 | 0.09644 | 24 | 0.5 | 87000 | 879000 | 963000 | 285.15 | 299.545 | 131 | 35.8 | 0 | 2601
0.1398 | 9 | 0.09644 | 24 | 0.6 | 104000 | 1055000 | 1156000 | 285.15 | 300.024 | 131 | 35.8 | 0 | 3121
0.1398 | 9 | 0.09644 | 24 | 0.7 | 125000 | 1231000 | 1351000 | 285.15 | 300.5108 | 131 | 35.8 | 0 | 3738
0.1398 | 9 | 0.09644 | 24 | 0.8 | 148000 | 1406000 | 1550000 | 285.15 | 301.0055 | 131 | 35.8 | 0 | 4454
0.1398 | 9 | 0.09644 | 24 | 0.9 | 176000 | 1582000 | 1753000 | 285.15 | 301.5083 | 131 | 35.8 | 0 | 5270
0.1398 | 9 | 0.09644 | 24 | 1 | 207000 | 1758000 | 1959000 | 285.15 | 302.0206 | 131 | 35.8 | 0 | 6204
0.1398 | 9 | 0.09644 | 27 | 0.15 | 49000 | 264000 | 311000 | 285.15 | 300.9252 | 131 | 35.8 | 0 | 1476
0.1398 | 9 | 0.09644 | 27 | 0.2 | 57000 | 352000 | 407000 | 285.15 | 301.1632 | 131 | 35.8 | 0 | 1714
0.1398 | 9 | 0.09644 | 27 | 0.3 | 72000 | 527000 | 598000 | 285.15 | 301.6379 | 131 | 35.8 | 0 | 2174
0.1398 | 9 | 0.09644 | 27 | 0.4 | 90000 | 703000 | 791000 | 285.15 | 302.1182 | 131 | 35.8 | 0 | 2705
0.1398 | 9 | 0.09644 | 27 | 0.5 | 104000 | 879000 | 979000 | 285.15 | 302.5883 | 131 | 35.8 | 0 | 3108
0.1398 | 9 | 0.09644 | 27 | 0.6 | 123000 | 1055000 | 1174000 | 285.15 | 303.0724 | 131 | 35.8 | 0 | 3685
0.1398 | 9 | 0.09644 | 27 | 0.7 | 145000 | 1231000 | 1371000 | 285.15 | 303.5641 | 131 | 35.8 | 0 | 4357
0.1398 | 9 | 0.09644 | 27 | 0.8 | 171000 | 1406000 | 1573000 | 285.15 | 304.0649 | 131 | 35.8 | 0 | 5142
0.1398 | 9 | 0.09644 | 27 | 0.9 | 201000 | 1582000 | 1777000 | 285.15 | 304.5733 | 131 | 35.8 | 0 | 6021
0.1398 | 9 | 0.09644 | 27 | 1 | 233000 | 1758000 | 1984000 | 285.15 | 305.0889 | 131 | 35.8 | 0 | 6989
0.1398 | 9 | 0.09644 | 30 | 0.15 | 58000 | 264000 | 320000 | 285.15 | 303.9474 | 131 | 35.8 | 0 | 1741
0.1398 | 9 | 0.09644 | 30 | 0.2 | 68000 | 352000 | 417000 | 285.15 | 304.1897 | 131 | 35.8 | 0 | 2029
0.1398 | 9 | 0.09644 | 30 | 0.3 | 86000 | 527000 | 611000 | 285.15 | 304.6719 | 131 | 35.8 | 0 | 2578
0.1398 | 9 | 0.09644 | 30 | 0.4 | 104000 | 703000 | 804000 | 285.15 | 305.1546 | 131 | 35.8 | 0 | 3131
0.1398 | 9 | 0.09644 | 30 | 0.5 | 125000 | 879000 | 1000000 | 285.15 | 305.6431 | 131 | 35.8 | 0 | 3757
0.1398 | 9 | 0.09644 | 30 | 0.6 | 144000 | 1055000 | 1194000 | 285.15 | 306.1254 | 131 | 35.8 | 0 | 4305
0.1398 | 9 | 0.09644 | 30 | 0.7 | 168000 | 1231000 | 1393000 | 285.15 | 306.6218 | 131 | 35.8 | 0 | 5030
0.1398 | 9 | 0.09644 | 30 | 0.8 | 195000 | 1406000 | 1596000 | 285.15 | 307.1267 | 131 | 35.8 | 0 | 5858
0.1398 | 9 | 0.09644 | 30 | 0.9 | 227000 | 1582000 | 1802000 | 285.15 | 307.6406 | 131 | 35.8 | 0 | 6800
0.1398 | 9 | 0.09644 | 30 | 1 | 263000 | 1758000 | 2013000 | 285.15 | 308.1668 | 131 | 35.8 | 0 | 7893
0.1398 | 9 | 0.09737 | 10.5 | 0.15 | Null | Null | Null | Null | Null | Null | Null | Null | Null
0.1398 | 9 | 0.09737 | 10.5 | 0.2 | Null | Null | Null | Null | Null | Null | Null | Null | Null
0.1398 | 9 | 0.09737 | 10.5 | 0.3 | Null | Null | Null | Null | Null | Null | Null | Null | Null
0.1398 | 9 | 0.09737 | 10.5 | 0.4 | Null | Null | Null | Null | Null | Null | Null | Null | Null
0.1398 | 9 | 0.09737 | 10.5 | 0.5 | Null | Null | Null | Null | Null | Null | Null | Null | Null
0.1398 | 9 | 0.09737 | 10.5 | 0.6 | Null | Null | Null | Null | Null | Null | Null | Null | Null
0.1398 | 9 | 0.09737 | 10.5 | 0.7 | Null | Null | Null | Null | Null | Null | Null | Null | Null
0.1398 | 9 | 0.09737 | 10.5 | 0.8 | Null | Null | Null | Null | Null | Null | Null | Null | Null
0.1398 | 9 | 0.09737 | 10.5 | 0.9 | Null | Null | Null | Null | Null | Null | Null | Null | Null
0.1398 | 9 | 0.09737 | 10.5 | 1 | Null | Null | Null | Null | Null | Null | Null | Null | Null
0.1398 | 9 | 0.09737 | 11 | 0.15 | Null | Null | Null | Null | Null | Null | Null | Null | Null
0.1398 | 9 | 0.09737 | 11 | 0.2 | Null | Null | Null | Null | Null | Null | Null | Null | Null
0.1398 | 9 | 0.09737 | 11 | 0.3 | Null | Null | Null | Null | Null | Null | Null | Null | Null
0.1398 | 9 | 0.09737 | 11 | 0.4 | Null | Null | Null | Null | Null | Null | Null | Null | Null
0.1398 | 9 | 0.09737 | 11 | 0.5 | Null | Null | Null | Null | Null | Null | Null | Null | Null
0.1398 | 9 | 0.09737 | 11 | 0.6 | Null | Null | Null | Null | Null | Null | Null | Null | Null
0.1398 | 9 | 0.09737 | 11 | 0.7 | Null | Null | Null | Null | Null | Null | Null | Null | Null
0.1398 | 9 | 0.09737 | 11 | 0.8 | Null | Null | Null | Null | Null | Null | Null | Null | Null
0.1398 | 9 | 0.09737 | 11 | 0.9 | Null | Null | Null | Null | Null | Null | Null | Null | Null
0.1398 | 9 | 0.09737 | 11 | 1 | Null | Null | Null | Null | Null | Null | Null | Null | Null
0.1398 | 9 | 0.09737 | 11.5 | 0.15 | Null | Null | Null | Null | Null | Null | Null | Null | Null
0.1398 | 9 | 0.09737 | 11.5 | 0.2 | Null | Null | Null | Null | Null | Null | Null | Null | Null
0.1398 | 9 | 0.09737 | 11.5 | 0.3 | Null | Null | Null | Null | Null | Null | Null | Null | Null
0.1398 | 9 | 0.09737 | 11.5 | 0.4 | Null | Null | Null | Null | Null | Null | Null | Null | Null
0.1398 | 9 | 0.09737 | 11.5 | 0.5 | Null | Null | Null | Null | Null | Null | Null | Null | Null
0.1398 | 9 | 0.09737 | 11.5 | 0.6 | Null | Null | Null | Null | Null | Null | Null | Null | Null
0.1398 | 9 | 0.09737 | 11.5 | 0.7 | Null | Null | Null | Null | Null | Null | Null | Null | Null
0.1398 | 9 | 0.09737 | 11.5 | 0.8 | Null | Null | Null | Null | Null | Null | Null | Null | Null
0.1398 | 9 | 0.09737 | 11.5 | 0.9 | Null | Null | Null | Null | Null | Null | Null | Null | Null
0.1398 | 9 | 0.09737 | 11.5 | 1 | Null | Null | Null | Null | Null | Null | Null | Null | Null
0.1398 | 9 | 0.09737 | 12 | 0.15 | Null | Null | Null | Null | Null | Null | Null | Null | Null
0.1398 | 9 | 0.09737 | 12 | 0.2 | Null | Null | Null | Null | Null | Null | Null | Null | Null
0.1398 | 9 | 0.09737 | 12 | 0.3 | Null | Null | Null | Null | Null | Null | Null | Null | Null
0.1398 | 9 | 0.09737 | 12 | 0.4 | Null | Null | Null | Null | Null | Null | Null | Null | Null
0.1398 | 9 | 0.09737 | 12 | 0.5 | Null | Null | Null | Null | Null | Null | Null | Null | Null
0.1398 | 9 | 0.09737 | 12 | 0.6 | Null | Null | Null | Null | Null | Null | Null | Null | Null
0.1398 | 9 | 0.09737 | 12 | 0.7 | Null | Null | Null | Null | Null | Null | Null | Null | Null
0.1398 | 9 | 0.09737 | 12 | 0.8 | Null | Null | Null | Null | Null | Null | Null | Null | Null
0.1398 | 9 | 0.09737 | 12 | 0.9 | Null | Null | Null | Null | Null | Null | Null | Null | Null
0.1398 | 9 | 0.09737 | 12 | 1 | Null | Null | Null | Null | Null | Null | Null | Null | Null
0.1398 | 9 | 0.09737 | 12.5 | 0.15 | Null | Null | Null | Null | Null | Null | Null | Null | Null
0.1398 | 9 | 0.09737 | 12.5 | 0.2 | Null | Null | Null | Null | Null | Null | Null | Null | Null
0.1398 | 9 | 0.09737 | 12.5 | 0.3 | Null | Null | Null | Null | Null | Null | Null | Null | Null
0.1398 | 9 | 0.09737 | 12.5 | 0.4 | Null | Null | Null | Null | Null | Null | Null | Null | Null
0.1398 | 9 | 0.09737 | 12.5 | 0.5 | Null | Null | Null | Null | Null | Null | Null | Null | Null
0.1398 | 9 | 0.09737 | 12.5 | 0.6 | Null | Null | Null | Null | Null | Null | Null | Null | Null
0.1398 | 9 | 0.09737 | 12.5 | 0.7 | Null | Null | Null | Null | Null | Null | Null | Null | Null
0.1398 | 9 | 0.09737 | 12.5 | 0.8 | Null | Null | Null | Null | Null | Null | Null | Null | Null
0.1398 | 9 | 0.09737 | 12.5 | 0.9 | Null | Null | Null | Null | Null | Null | Null | Null | Null
0.1398 | 9 | 0.09737 | 12.5 | 1 | Null | Null | Null | Null | Null | Null | Null | Null | Null
0.1398 | 9 | 0.09737 | 13 | 0.15 | Null | Null | Null | Null | Null | Null | Null | Null | Null
0.1398 | 9 | 0.09737 | 13 | 0.2 | Null | Null | Null | Null | Null | Null | Null | Null | Null
0.1398 | 9 | 0.09737 | 13 | 0.3 | Null | Null | Null | Null | Null | Null | Null | Null | Null
0.1398 | 9 | 0.09737 | 13 | 0.4 | Null | Null | Null | Null | Null | Null | Null | Null | Null
0.1398 | 9 | 0.09737 | 13 | 0.5 | Null | Null | Null | Null | Null | Null | Null | Null | Null
0.1398 | 9 | 0.09737 | 13 | 0.6 | Null | Null | Null | Null | Null | Null | Null | Null | Null
0.1398 | 9 | 0.09737 | 13 | 0.7 | Null | Null | Null | Null | Null | Null | Null | Null | Null
0.1398 | 9 | 0.09737 | 13 | 0.8 | Null | Null | Null | Null | Null | Null | Null | Null | Null
0.1398 | 9 | 0.09737 | 13 | 0.9 | Null | Null | Null | Null | Null | Null | Null | Null | Null
0.1398 | 9 | 0.09737 | 13 | 1 | Null | Null | Null | Null | Null | Null | Null | Null | Null
0.1398 | 9 | 0.09737 | 13.5 | 0.15 | Null | Null | Null | Null | Null | Null | Null | Null | Null
0.1398 | 9 | 0.09737 | 13.5 | 0.2 | Null | Null | Null | Null | Null | Null | Null | Null | Null
0.1398 | 9 | 0.09737 | 13.5 | 0.3 | Null | Null | Null | Null | Null | Null | Null | Null | Null
0.1398 | 9 | 0.09737 | 13.5 | 0.4 | Null | Null | Null | Null | Null | Null | Null | Null | Null
0.1398 | 9 | 0.09737 | 13.5 | 0.5 | Null | Null | Null | Null | Null | Null | Null | Null | Null
0.1398 | 9 | 0.09737 | 13.5 | 0.6 | Null | Null | Null | Null | Null | Null | Null | Null | Null
0.1398 | 9 | 0.09737 | 13.5 | 0.7 | Null | Null | Null | Null | Null | Null | Null | Null | Null
0.1398 | 9 | 0.09737 | 13.5 | 0.8 | Null | Null | Null | Null | Null | Null | Null | Null | Null
0.1398 | 9 | 0.09737 | 13.5 | 0.9 | Null | Null | Null | Null | Null | Null | Null | Null | Null
0.1398 | 9 | 0.09737 | 13.5 | 1 | Null | Null | Null | Null | Null | Null | Null | Null | Null
0.1398 | 9 | 0.09737 | 14 | 0.15 | Null | Null | Null | Null | Null | Null | Null | Null | Null
0.1398 | 9 | 0.09737 | 14 | 0.2 | Null | Null | Null | Null | Null | Null | Null | Null | Null
0.1398 | 9 | 0.09737 | 14 | 0.3 | Null | Null | Null | Null | Null | Null | Null | Null | Null
0.1398 | 9 | 0.09737 | 14 | 0.4 | Null | Null | Null | Null | Null | Null | Null | Null | Null
0.1398 | 9 | 0.09737 | 14 | 0.5 | Null | Null | Null | Null | Null | Null | Null | Null | Null
0.1398 | 9 | 0.09737 | 14 | 0.6 | Null | Null | Null | Null | Null | Null | Null | Null | Null
0.1398 | 9 | 0.09737 | 14 | 0.7 | Null | Null | Null | Null | Null | Null | Null | Null | Null
0.1398 | 9 | 0.09737 | 14 | 0.8 | Null | Null | Null | Null | Null | Null | Null | Null | Null
0.1398 | 9 | 0.09737 | 14 | 0.9 | Null | Null | Null | Null | Null | Null | Null | Null | Null
0.1398 | 9 | 0.09737 | 14 | 1 | Null | Null | Null | Null | Null | Null | Null | Null | Null
0.1398 | 9 | 0.09737 | 14.5 | 0.15 | Null | Null | Null | Null | Null | Null | Null | Null | Null
0.1398 | 9 | 0.09737 | 14.5 | 0.2 | Null | Null | Null | Null | Null | Null | Null | Null | Null
0.1398 | 9 | 0.09737 | 14.5 | 0.3 | Null | Null | Null | Null | Null | Null | Null | Null | Null
0.1398 | 9 | 0.09737 | 14.5 | 0.4 | Null | Null | Null | Null | Null | Null | Null | Null | Null
0.1398 | 9 | 0.09737 | 14.5 | 0.5 | Null | Null | Null | Null | Null | Null | Null | Null | Null
0.1398 | 9 | 0.09737 | 14.5 | 0.6 | Null | Null | Null | Null | Null | Null | Null | Null | Null
0.1398 | 9 | 0.09737 | 14.5 | 0.7 | Null | Null | Null | Null | Null | Null | Null | Null | Null
0.1398 | 9 | 0.09737 | 14.5 | 0.8 | Null | Null | Null | Null | Null | Null | Null | Null | Null
0.1398 | 9 | 0.09737 | 14.5 | 0.9 | Null | Null | Null | Null | Null | Null | Null | Null | Null
0.1398 | 9 | 0.09737 | 14.5 | 1 | Null | Null | Null | Null | Null | Null | Null | Null | Null
0.1398 | 9 | 0.09737 | 15 | 0.15 | Null | Null | Null | Null | Null | Null | Null | Null | Null
0.1398 | 9 | 0.09737 | 15 | 0.2 | Null | Null | Null | Null | Null | Null | Null | Null | Null
0.1398 | 9 | 0.09737 | 15 | 0.3 | Null | Null | Null | Null | Null | Null | Null | Null | Null
0.1398 | 9 | 0.09737 | 15 | 0.4 | Null | Null | Null | Null | Null | Null | Null | Null | Null
0.1398 | 9 | 0.09737 | 15 | 0.5 | Null | Null | Null | Null | Null | Null | Null | Null | Null
0.1398 | 9 | 0.09737 | 15 | 0.6 | Null | Null | Null | Null | Null | Null | Null | Null | Null
0.1398 | 9 | 0.09737 | 15 | 0.7 | Null | Null | Null | Null | Null | Null | Null | Null | Null
0.1398 | 9 | 0.09737 | 15 | 0.8 | Null | Null | Null | Null | Null | Null | Null | Null | Null
0.1398 | 9 | 0.09737 | 15 | 0.9 | Null | Null | Null | Null | Null | Null | Null | Null | Null
0.1398 | 9 | 0.09737 | 15 | 1 | Null | Null | Null | Null | Null | Null | Null | Null | Null
0.1398 | 9 | 0.09737 | 15.5 | 0.15 | Null | Null | Null | Null | Null | Null | Null | Null | Null
0.1398 | 9 | 0.09737 | 15.5 | 0.2 | Null | Null | Null | Null | Null | Null | Null | Null | Null
0.1398 | 9 | 0.09737 | 15.5 | 0.3 | Null | Null | Null | Null | Null | Null | Null | Null | Null
0.1398 | 9 | 0.09737 | 15.5 | 0.4 | Null | Null | Null | Null | Null | Null | Null | Null | Null
0.1398 | 9 | 0.09737 | 15.5 | 0.5 | Null | Null | Null | Null | Null | Null | Null | Null | Null
0.1398 | 9 | 0.09737 | 15.5 | 0.6 | Null | Null | Null | Null | Null | Null | Null | Null | Null
0.1398 | 9 | 0.09737 | 15.5 | 0.7 | Null | Null | Null | Null | Null | Null | Null | Null | Null
0.1398 | 9 | 0.09737 | 15.5 | 0.8 | Null | Null | Null | Null | Null | Null | Null | Null | Null
0.1398 | 9 | 0.09737 | 15.5 | 0.9 | Null | Null | Null | Null | Null | Null | Null | Null | Null
0.1398 | 9 | 0.09737 | 15.5 | 1 | Null | Null | Null | Null | Null | Null | Null | Null | Null
0.1398 | 9 | 0.09737 | 16 | 0.15 | Null | Null | Null | Null | Null | Null | Null | Null | Null
0.1398 | 9 | 0.09737 | 16 | 0.2 | Null | Null | Null | Null | Null | Null | Null | Null | Null
0.1398 | 9 | 0.09737 | 16 | 0.3 | Null | Null | Null | Null | Null | Null | Null | Null | Null
0.1398 | 9 | 0.09737 | 16 | 0.4 | Null | Null | Null | Null | Null | Null | Null | Null | Null
0.1398 | 9 | 0.09737 | 16 | 0.5 | Null | Null | Null | Null | Null | Null | Null | Null | Null
0.1398 | 9 | 0.09737 | 16 | 0.6 | Null | Null | Null | Null | Null | Null | Null | Null | Null
0.1398 | 9 | 0.09737 | 16 | 0.7 | Null | Null | Null | Null | Null | Null | Null | Null | Null
0.1398 | 9 | 0.09737 | 16 | 0.8 | Null | Null | Null | Null | Null | Null | Null | Null | Null
0.1398 | 9 | 0.09737 | 16 | 0.9 | Null | Null | Null | Null | Null | Null | Null | Null | Null
0.1398 | 9 | 0.09737 | 16 | 1 | Null | Null | Null | Null | Null | Null | Null | Null | Null
0.1398 | 9 | 0.09737 | 16.5 | 0.15 | Null | Null | Null | Null | Null | Null | Null | Null | Null
0.1398 | 9 | 0.09737 | 16.5 | 0.2 | Null | Null | Null | Null | Null | Null | Null | Null | Null
0.1398 | 9 | 0.09737 | 16.5 | 0.3 | Null | Null | Null | Null | Null | Null | Null | Null | Null
0.1398 | 9 | 0.09737 | 16.5 | 0.4 | Null | Null | Null | Null | Null | Null | Null | Null | Null
0.1398 | 9 | 0.09737 | 16.5 | 0.5 | Null | Null | Null | Null | Null | Null | Null | Null | Null
0.1398 | 9 | 0.09737 | 16.5 | 0.6 | Null | Null | Null | Null | Null | Null | Null | Null | Null
0.1398 | 9 | 0.09737 | 16.5 | 0.7 | Null | Null | Null | Null | Null | Null | Null | Null | Null
0.1398 | 9 | 0.09737 | 16.5 | 0.8 | Null | Null | Null | Null | Null | Null | Null | Null | Null
0.1398 | 9 | 0.09737 | 16.5 | 0.9 | Null | Null | Null | Null | Null | Null | Null | Null | Null
0.1398 | 9 | 0.09737 | 16.5 | 1 | Null | Null | Null | Null | Null | Null | Null | Null | Null
0.1398 | 9 | 0.09737 | 17 | 0.15 | Null | Null | Null | Null | Null | Null | Null | Null | Null
0.1398 | 9 | 0.09737 | 17 | 0.2 | Null | Null | Null | Null | Null | Null | Null | Null | Null
0.1398 | 9 | 0.09737 | 17 | 0.3 | Null | Null | Null | Null | Null | Null | Null | Null | Null
0.1398 | 9 | 0.09737 | 17 | 0.4 | Null | Null | Null | Null | Null | Null | Null | Null | Null
0.1398 | 9 | 0.09737 | 17 | 0.5 | Null | Null | Null | Null | Null | Null | Null | Null | Null
0.1398 | 9 | 0.09737 | 17 | 0.6 | Null | Null | Null | Null | Null | Null | Null | Null | Null
0.1398 | 9 | 0.09737 | 17 | 0.7 | Null | Null | Null | Null | Null | Null | Null | Null | Null
0.1398 | 9 | 0.09737 | 17 | 0.8 | Null | Null | Null | Null | Null | Null | Null | Null | Null
0.1398 | 9 | 0.09737 | 17 | 0.9 | Null | Null | Null | Null | Null | Null | Null | Null | Null
0.1398 | 9 | 0.09737 | 17 | 1 | Null | Null | Null | Null | Null | Null | Null | Null | Null
0.1398 | 9 | 0.09737 | 17.5 | 0.15 | Null | Null | Null | Null | Null | Null | Null | Null | Null
0.1398 | 9 | 0.09737 | 17.5 | 0.2 | Null | Null | Null | Null | Null | Null | Null | Null | Null
0.1398 | 9 | 0.09737 | 17.5 | 0.3 | Null | Null | Null | Null | Null | Null | Null | Null | Null
0.1398 | 9 | 0.09737 | 17.5 | 0.4 | Null | Null | Null | Null | Null | Null | Null | Null | Null
0.1398 | 9 | 0.09737 | 17.5 | 0.5 | Null | Null | Null | Null | Null | Null | Null | Null | Null
0.1398 | 9 | 0.09737 | 17.5 | 0.6 | Null | Null | Null | Null | Null | Null | Null | Null | Null
0.1398 | 9 | 0.09737 | 17.5 | 0.7 | Null | Null | Null | Null | Null | Null | Null | Null | Null
0.1398 | 9 | 0.09737 | 17.5 | 0.8 | Null | Null | Null | Null | Null | Null | Null | Null | Null
0.1398 | 9 | 0.09737 | 17.5 | 0.9 | Null | Null | Null | Null | Null | Null | Null | Null | Null
0.1398 | 9 | 0.09737 | 17.5 | 1 | Null | Null | Null | Null | Null | Null | Null | Null | Null
0.1398 | 9 | 0.09737 | 18 | 0.15 | Null | Null | Null | Null | Null | Null | Null | Null | Null
0.1398 | 9 | 0.09737 | 18 | 0.2 | Null | Null | Null | Null | Null | Null | Null | Null | Null
0.1398 | 9 | 0.09737 | 18 | 0.3 | Null | Null | Null | Null | Null | Null | Null | Null | Null
0.1398 | 9 | 0.09737 | 18 | 0.4 | Null | Null | Null | Null | Null | Null | Null | Null | Null
0.1398 | 9 | 0.09737 | 18 | 0.5 | Null | Null | Null | Null | Null | Null | Null | Null | Null
0.1398 | 9 | 0.09737 | 18 | 0.6 | Null | Null | Null | Null | Null | Null | Null | Null | Null
0.1398 | 9 | 0.09737 | 18 | 0.7 | Null | Null | Null | Null | Null | Null | Null | Null | Null
0.1398 | 9 | 0.09737 | 18 | 0.8 | Null | Null | Null | Null | Null | Null | Null | Null | Null
0.1398 | 9 | 0.09737 | 18 | 0.9 | Null | Null | Null | Null | Null | Null | Null | Null | Null
0.1398 | 9 | 0.09737 | 18 | 1 | Null | Null | Null | Null | Null | Null | Null | Null | Null
0.1398 | 9 | 0.09737 | 21 | 0.15 | Null | Null | Null | Null | Null | Null | Null | Null | Null
0.1398 | 9 | 0.09737 | 21 | 0.2 | Null | Null | Null | Null | Null | Null | Null | Null | Null
0.1398 | 9 | 0.09737 | 21 | 0.3 | Null | Null | Null | Null | Null | Null | Null | Null | Null
0.1398 | 9 | 0.09737 | 21 | 0.4 | Null | Null | Null | Null | Null | Null | Null | Null | Null
0.1398 | 9 | 0.09737 | 21 | 0.5 | Null | Null | Null | Null | Null | Null | Null | Null | Null
0.1398 | 9 | 0.09737 | 21 | 0.6 | Null | Null | Null | Null | Null | Null | Null | Null | Null
0.1398 | 9 | 0.09737 | 21 | 0.7 | Null | Null | Null | Null | Null | Null | Null | Null | Null
0.1398 | 9 | 0.09737 | 21 | 0.8 | Null | Null | Null | Null | Null | Null | Null | Null | Null
0.1398 | 9 | 0.09737 | 21 | 0.9 | Null | Null | Null | Null | Null | Null | Null | Null | Null
0.1398 | 9 | 0.09737 | 21 | 1 | Null | Null | Null | Null | Null | Null | Null | Null | Null
0.1398 | 9 | 0.09737 | 24 | 0.15 | Null | Null | Null | Null | Null | Null | Null | Null | Null
0.1398 | 9 | 0.09737 | 24 | 0.2 | Null | Null | Null | Null | Null | Null | Null | Null | Null
0.1398 | 9 | 0.09737 | 24 | 0.3 | Null | Null | Null | Null | Null | Null | Null | Null | Null
0.1398 | 9 | 0.09737 | 24 | 0.4 | Null | Null | Null | Null | Null | Null | Null | Null | Null
0.1398 | 9 | 0.09737 | 24 | 0.5 | Null | Null | Null | Null | Null | Null | Null | Null | Null
0.1398 | 9 | 0.09737 | 24 | 0.6 | Null | Null | Null | Null | Null | Null | Null | Null | Null
0.1398 | 9 | 0.09737 | 24 | 0.7 | Null | Null | Null | Null | Null | Null | Null | Null | Null
0.1398 | 9 | 0.09737 | 24 | 0.8 | Null | Null | Null | Null | Null | Null | Null | Null | Null
0.1398 | 9 | 0.09737 | 24 | 0.9 | Null | Null | Null | Null | Null | Null | Null | Null | Null
0.1398 | 9 | 0.09737 | 24 | 1 | Null | Null | Null | Null | Null | Null | Null | Null | Null
0.1398 | 9 | 0.09737 | 27 | 0.15 | Null | Null | Null | Null | Null | Null | Null | Null | Null
0.1398 | 9 | 0.09737 | 27 | 0.2 | Null | Null | Null | Null | Null | Null | Null | Null | Null
0.1398 | 9 | 0.09737 | 27 | 0.3 | Null | Null | Null | Null | Null | Null | Null | Null | Null
0.1398 | 9 | 0.09737 | 27 | 0.4 | Null | Null | Null | Null | Null | Null | Null | Null | Null
0.1398 | 9 | 0.09737 | 27 | 0.5 | Null | Null | Null | Null | Null | Null | Null | Null | Null
0.1398 | 9 | 0.09737 | 27 | 0.6 | Null | Null | Null | Null | Null | Null | Null | Null | Null
0.1398 | 9 | 0.09737 | 27 | 0.7 | Null | Null | Null | Null | Null | Null | Null | Null | Null
0.1398 | 9 | 0.09737 | 27 | 0.8 | Null | Null | Null | Null | Null | Null | Null | Null | Null
0.1398 | 9 | 0.09737 | 27 | 0.9 | Null | Null | Null | Null | Null | Null | Null | Null | Null
0.1398 | 9 | 0.09737 | 27 | 1 | Null | Null | Null | Null | Null | Null | Null | Null | Null
0.1398 | 9 | 0.09737 | 30 | 0.15 | Null | Null | Null | Null | Null | Null | Null | Null | Null
0.1398 | 9 | 0.09737 | 30 | 0.2 | Null | Null | Null | Null | Null | Null | Null | Null | Null
0.1398 | 9 | 0.09737 | 30 | 0.3 | Null | Null | Null | Null | Null | Null | Null | Null | Null
0.1398 | 9 | 0.09737 | 30 | 0.4 | Null | Null | Null | Null | Null | Null | Null | Null | Null
0.1398 | 9 | 0.09737 | 30 | 0.5 | Null | Null | Null | Null | Null | Null | Null | Null | Null
0.1398 | 9 | 0.09737 | 30 | 0.6 | Null | Null | Null | Null | Null | Null | Null | Null | Null
0.1398 | 9 | 0.09737 | 30 | 0.7 | Null | Null | Null | Null | Null | Null | Null | Null | Null
0.1398 | 9 | 0.09737 | 30 | 0.8 | Null | Null | Null | Null | Null | Null | Null | Null | Null
0.1398 | 9 | 0.09737 | 30 | 0.9 | Null | Null | Null | Null | Null | Null | Null | Null | Null
0.1398 | 9 | 0.09737 | 30 | 1 | Null | Null | Null | Null | Null | Null | Null | Null | Null
0.1398 | 9 | 0.115 | 10.5 | 0.15 | Null | Null | Null | Null | Null | Null | Null | Null | Null
0.1398 | 9 | 0.115 | 10.5 | 0.2 | Null | Null | Null | Null | Null | Null | Null | Null | Null
0.1398 | 9 | 0.115 | 10.5 | 0.3 | Null | Null | Null | Null | Null | Null | Null | Null | Null
0.1398 | 9 | 0.115 | 10.5 | 0.4 | Null | Null | Null | Null | Null | Null | Null | Null | Null
0.1398 | 9 | 0.115 | 10.5 | 0.5 | Null | Null | Null | Null | Null | Null | Null | Null | Null
0.1398 | 9 | 0.115 | 10.5 | 0.6 | Null | Null | Null | Null | Null | Null | Null | Null | Null
0.1398 | 9 | 0.115 | 10.5 | 0.7 | Null | Null | Null | Null | Null | Null | Null | Null | Null
0.1398 | 9 | 0.115 | 10.5 | 0.8 | Null | Null | Null | Null | Null | Null | Null | Null | Null
0.1398 | 9 | 0.115 | 10.5 | 0.9 | Null | Null | Null | Null | Null | Null | Null | Null | Null
0.1398 | 9 | 0.115 | 10.5 | 1 | Null | Null | Null | Null | Null | Null | Null | Null | Null
0.1398 | 9 | 0.115 | 11 | 0.15 | Null | Null | Null | Null | Null | Null | Null | Null | Null
0.1398 | 9 | 0.115 | 11 | 0.2 | Null | Null | Null | Null | Null | Null | Null | Null | Null
0.1398 | 9 | 0.115 | 11 | 0.3 | Null | Null | Null | Null | Null | Null | Null | Null | Null
0.1398 | 9 | 0.115 | 11 | 0.4 | Null | Null | Null | Null | Null | Null | Null | Null | Null
0.1398 | 9 | 0.115 | 11 | 0.5 | Null | Null | Null | Null | Null | Null | Null | Null | Null
0.1398 | 9 | 0.115 | 11 | 0.6 | Null | Null | Null | Null | Null | Null | Null | Null | Null
0.1398 | 9 | 0.115 | 11 | 0.7 | Null | Null | Null | Null | Null | Null | Null | Null | Null
0.1398 | 9 | 0.115 | 11 | 0.8 | Null | Null | Null | Null | Null | Null | Null | Null | Null
0.1398 | 9 | 0.115 | 11 | 0.9 | Null | Null | Null | Null | Null | Null | Null | Null | Null
0.1398 | 9 | 0.115 | 11 | 1 | Null | Null | Null | Null | Null | Null | Null | Null | Null
0.1398 | 9 | 0.115 | 11.5 | 0.15 | Null | Null | Null | Null | Null | Null | Null | Null | Null
0.1398 | 9 | 0.115 | 11.5 | 0.2 | Null | Null | Null | Null | Null | Null | Null | Null | Null
0.1398 | 9 | 0.115 | 11.5 | 0.3 | Null | Null | Null | Null | Null | Null | Null | Null | Null
0.1398 | 9 | 0.115 | 11.5 | 0.4 | Null | Null | Null | Null | Null | Null | Null | Null | Null
0.1398 | 9 | 0.115 | 11.5 | 0.5 | Null | Null | Null | Null | Null | Null | Null | Null | Null
0.1398 | 9 | 0.115 | 11.5 | 0.6 | Null | Null | Null | Null | Null | Null | Null | Null | Null
0.1398 | 9 | 0.115 | 11.5 | 0.7 | Null | Null | Null | Null | Null | Null | Null | Null | Null
0.1398 | 9 | 0.115 | 11.5 | 0.8 | Null | Null | Null | Null | Null | Null | Null | Null | Null
0.1398 | 9 | 0.115 | 11.5 | 0.9 | Null | Null | Null | Null | Null | Null | Null | Null | Null
0.1398 | 9 | 0.115 | 11.5 | 1 | Null | Null | Null | Null | Null | Null | Null | Null | Null
0.1398 | 9 | 0.115 | 12 | 0.15 | Null | Null | Null | Null | Null | Null | Null | Null | Null
0.1398 | 9 | 0.115 | 12 | 0.2 | Null | Null | Null | Null | Null | Null | Null | Null | Null
0.1398 | 9 | 0.115 | 12 | 0.3 | Null | Null | Null | Null | Null | Null | Null | Null | Null
0.1398 | 9 | 0.115 | 12 | 0.4 | Null | Null | Null | Null | Null | Null | Null | Null | Null
0.1398 | 9 | 0.115 | 12 | 0.5 | Null | Null | Null | Null | Null | Null | Null | Null | Null
0.1398 | 9 | 0.115 | 12 | 0.6 | Null | Null | Null | Null | Null | Null | Null | Null | Null
0.1398 | 9 | 0.115 | 12 | 0.7 | Null | Null | Null | Null | Null | Null | Null | Null | Null
0.1398 | 9 | 0.115 | 12 | 0.8 | Null | Null | Null | Null | Null | Null | Null | Null | Null
0.1398 | 9 | 0.115 | 12 | 0.9 | Null | Null | Null | Null | Null | Null | Null | Null | Null
0.1398 | 9 | 0.115 | 12 | 1 | Null | Null | Null | Null | Null | Null | Null | Null | Null
0.1398 | 9 | 0.115 | 12.5 | 0.15 | 22000 | 264000 | 285000 | 285.15 | 286.2423 | 131 | 49 | 0 | 667
0.1398 | 9 | 0.115 | 12.5 | 0.2 | 25000 | 352000 | 376000 | 285.15 | 286.4298 | 131 | 49 | 0 | 742
0.1398 | 9 | 0.115 | 12.5 | 0.3 | 0 | 527000 | 0 | 285.15 | 273.15 | 131 | 49 | 0 | 0
0.1398 | 9 | 0.115 | 12.5 | 0.4 | 0 | 703000 | 0 | 285.15 | 273.15 | 131 | 49 | 0 | 0
0.1398 | 9 | 0.115 | 12.5 | 0.5 | 0 | 879000 | 0 | 285.15 | 273.15 | 131 | 49 | 0 | 0
0.1398 | 9 | 0.115 | 12.5 | 0.6 | 0 | 1055000 | 0 | 285.15 | 273.15 | 131 | 49 | 0 | 0
0.1398 | 9 | 0.115 | 12.5 | 0.7 | 0 | 1231000 | 0 | 285.15 | 273.15 | 131 | 49 | 0 | 0
0.1398 | 9 | 0.115 | 12.5 | 0.8 | 0 | 1406000 | 0 | 285.15 | 273.15 | 131 | 49 | 0 | 0
0.1398 | 9 | 0.115 | 12.5 | 0.9 | 0 | 1582000 | 0 | 285.15 | 273.15 | 131 | 49 | 0 | 0
0.1398 | 9 | 0.115 | 12.5 | 1 | 0 | 1758000 | 0 | 285.15 | 273.15 | 131 | 49 | 0 | 0
0.1398 | 9 | 0.115 | 13 | 0.15 | 23000 | 264000 | 286000 | 285.15 | 286.7431 | 131 | 49 | 0 | 677
0.1398 | 9 | 0.115 | 13 | 0.2 | 25000 | 352000 | 376000 | 285.15 | 286.9308 | 131 | 49 | 0 | 754
0.1398 | 9 | 0.115 | 13 | 0.3 | 31000 | 527000 | 557000 | 285.15 | 287.3072 | 131 | 49 | 0 | 923
0.1398 | 9 | 0.115 | 13 | 0.4 | 37000 | 703000 | 739000 | 285.15 | 287.685 | 131 | 49 | 0 | 1111
0.1398 | 9 | 0.115 | 13 | 0.5 | 0 | 879000 | 0 | 285.15 | 273.15 | 131 | 49 | 0 | 0
0.1398 | 9 | 0.115 | 13 | 0.6 | 0 | 1055000 | 0 | 285.15 | 273.15 | 131 | 49 | 0 | 0
0.1398 | 9 | 0.115 | 13 | 0.7 | 0 | 1231000 | 0 | 285.15 | 273.15 | 131 | 49 | 0 | 0
0.1398 | 9 | 0.115 | 13 | 0.8 | 0 | 1406000 | 0 | 285.15 | 273.15 | 131 | 49 | 0 | 0
0.1398 | 9 | 0.115 | 13 | 0.9 | 0 | 1582000 | 0 | 285.15 | 273.15 | 131 | 49 | 0 | 0
0.1398 | 9 | 0.115 | 13 | 1 | 0 | 1758000 | 0 | 285.15 | 273.15 | 131 | 49 | 0 | 0
0.1398 | 9 | 0.115 | 13.5 | 0.15 | 23000 | 264000 | 286000 | 285.15 | 287.2439 | 131 | 49 | 0 | 688
0.1398 | 9 | 0.115 | 13.5 | 0.2 | 26000 | 352000 | 376000 | 285.15 | 287.4318 | 131 | 49 | 0 | 766
0.1398 | 9 | 0.115 | 13.5 | 0.3 | 31000 | 527000 | 558000 | 285.15 | 287.8085 | 131 | 49 | 0 | 938
0.1398 | 9 | 0.115 | 13.5 | 0.4 | 38000 | 703000 | 740000 | 285.15 | 288.1865 | 131 | 49 | 0 | 1129
0.1398 | 9 | 0.115 | 13.5 | 0.5 | 45000 | 879000 | 922000 | 285.15 | 288.5659 | 131 | 49 | 0 | 1341
0.1398 | 9 | 0.115 | 13.5 | 0.6 | 53000 | 1055000 | 1106000 | 285.15 | 288.9483 | 131 | 49 | 0 | 1598
0.1398 | 9 | 0.115 | 13.5 | 0.7 | 0 | 1231000 | 0 | 285.15 | 273.15 | 131 | 49 | 0 | 0
0.1398 | 9 | 0.115 | 13.5 | 0.8 | 0 | 1406000 | 0 | 285.15 | 273.15 | 131 | 49 | 0 | 0
0.1398 | 9 | 0.115 | 13.5 | 0.9 | 0 | 1582000 | 0 | 285.15 | 273.15 | 131 | 49 | 0 | 0
0.1398 | 9 | 0.115 | 13.5 | 1 | 0 | 1758000 | 0 | 285.15 | 273.15 | 131 | 49 | 0 | 0
0.1398 | 9 | 0.115 | 14 | 0.15 | 23000 | 264000 | 286000 | 285.15 | 287.7448 | 131 | 49 | 0 | 699
0.1398 | 9 | 0.115 | 14 | 0.2 | 26000 | 352000 | 377000 | 285.15 | 287.9328 | 131 | 49 | 0 | 779
0.1398 | 9 | 0.115 | 14 | 0.3 | 32000 | 527000 | 558000 | 285.15 | 288.3098 | 131 | 49 | 0 | 954
0.1398 | 9 | 0.115 | 14 | 0.4 | 38000 | 703000 | 740000 | 285.15 | 288.688 | 131 | 49 | 0 | 1148
0.1398 | 9 | 0.115 | 14 | 0.5 | 46000 | 879000 | 923000 | 285.15 | 289.0681 | 131 | 49 | 0 | 1368
0.1398 | 9 | 0.115 | 14 | 0.6 | 54000 | 1055000 | 1107000 | 285.15 | 289.4509 | 131 | 49 | 0 | 1629
0.1398 | 9 | 0.115 | 14 | 0.7 | 66000 | 1231000 | 1295000 | 285.15 | 289.8402 | 131 | 49 | 0 | 1988
0.1398 | 9 | 0.115 | 14 | 0.8 | 86000 | 1406000 | 1490000 | 285.15 | 290.2447 | 131 | 49 | 0 | 2573
0.1398 | 9 | 0.115 | 14 | 0.9 | 0 | 1582000 | 0 | 285.15 | 273.15 | 131 | 49 | 0 | 0
0.1398 | 9 | 0.115 | 14 | 1 | 0 | 1758000 | 0 | 285.15 | 273.15 | 131 | 49 | 0 | 0
0.1398 | 9 | 0.115 | 14.5 | 0.15 | 24000 | 264000 | 287000 | 285.15 | 288.2458 | 131 | 49 | 0 | 711
0.1398 | 9 | 0.115 | 14.5 | 0.2 | 26000 | 352000 | 377000 | 285.15 | 288.4339 | 131 | 49 | 0 | 793
0.1398 | 9 | 0.115 | 14.5 | 0.3 | 32000 | 527000 | 559000 | 285.15 | 288.8112 | 131 | 49 | 0 | 971
0.1398 | 9 | 0.115 | 14.5 | 0.4 | 39000 | 703000 | 741000 | 285.15 | 289.1895 | 131 | 49 | 0 | 1165
0.1398 | 9 | 0.115 | 14.5 | 0.5 | 46000 | 879000 | 924000 | 285.15 | 289.5696 | 131 | 49 | 0 | 1384
0.1398 | 9 | 0.115 | 14.5 | 0.6 | 55000 | 1055000 | 1109000 | 285.15 | 289.9537 | 131 | 49 | 0 | 1664
0.1398 | 9 | 0.115 | 14.5 | 0.7 | 69000 | 1231000 | 1297000 | 285.15 | 290.3455 | 131 | 49 | 0 | 2058
0.1398 | 9 | 0.115 | 14.5 | 0.8 | 88000 | 1406000 | 1492000 | 285.15 | 290.7499 | 131 | 49 | 0 | 2640
0.1398 | 9 | 0.115 | 14.5 | 0.9 | 112000 | 1582000 | 1691000 | 285.15 | 291.1632 | 131 | 49 | 0 | 3354
0.1398 | 9 | 0.115 | 14.5 | 1 | 156000 | 1758000 | 1909000 | 285.15 | 291.6167 | 131 | 49 | 0 | 4667
0.1398 | 9 | 0.115 | 15 | 0.15 | 24000 | 264000 | 287000 | 285.15 | 288.7468 | 131 | 49 | 0 | 725
0.1398 | 9 | 0.115 | 15 | 0.2 | 27000 | 352000 | 378000 | 285.15 | 288.9351 | 131 | 49 | 0 | 808
0.1398 | 9 | 0.115 | 15 | 0.3 | 33000 | 527000 | 559000 | 285.15 | 289.3126 | 131 | 49 | 0 | 989
0.1398 | 9 | 0.115 | 15 | 0.4 | 40000 | 703000 | 742000 | 285.15 | 289.6918 | 131 | 49 | 0 | 1195
0.1398 | 9 | 0.115 | 15 | 0.5 | 47000 | 879000 | 925000 | 285.15 | 290.0721 | 131 | 49 | 0 | 1415
0.1398 | 9 | 0.115 | 15 | 0.6 | 57000 | 1055000 | 1110000 | 285.15 | 290.4567 | 131 | 49 | 0 | 1701
0.1398 | 9 | 0.115 | 15 | 0.7 | 71000 | 1231000 | 1299000 | 285.15 | 290.8508 | 131 | 49 | 0 | 2129
0.1398 | 9 | 0.115 | 15 | 0.8 | 90000 | 1406000 | 1494000 | 285.15 | 291.2553 | 131 | 49 | 0 | 2712
0.1398 | 9 | 0.115 | 15 | 0.9 | 114000 | 1582000 | 1693000 | 285.15 | 291.6681 | 131 | 49 | 0 | 3417
0.1398 | 9 | 0.115 | 15 | 1 | 154000 | 1758000 | 1907000 | 285.15 | 292.1142 | 131 | 49 | 0 | 4618
0.1398 | 9 | 0.115 | 15.5 | 0.15 | 25000 | 264000 | 288000 | 285.15 | 289.2479 | 131 | 49 | 0 | 739
0.1398 | 9 | 0.115 | 15.5 | 0.2 | 27000 | 352000 | 378000 | 285.15 | 289.4364 | 131 | 49 | 0 | 825
0.1398 | 9 | 0.115 | 15.5 | 0.3 | 34000 | 527000 | 560000 | 285.15 | 289.8144 | 131 | 49 | 0 | 1012
0.1398 | 9 | 0.115 | 15.5 | 0.4 | 40000 | 703000 | 742000 | 285.15 | 290.1935 | 131 | 49 | 0 | 1215
0.1398 | 9 | 0.115 | 15.5 | 0.5 | 48000 | 879000 | 926000 | 285.15 | 290.5747 | 131 | 49 | 0 | 1449
0.1398 | 9 | 0.115 | 15.5 | 0.6 | 59000 | 1055000 | 1112000 | 285.15 | 290.9613 | 131 | 49 | 0 | 1764
0.1398 | 9 | 0.115 | 15.5 | 0.7 | 73000 | 1231000 | 1302000 | 285.15 | 291.3562 | 131 | 49 | 0 | 2201
0.1398 | 9 | 0.115 | 15.5 | 0.8 | 93000 | 1406000 | 1496000 | 285.15 | 291.7608 | 131 | 49 | 0 | 2783
0.1398 | 9 | 0.115 | 15.5 | 0.9 | 116000 | 1582000 | 1695000 | 285.15 | 292.1736 | 131 | 49 | 0 | 3488
0.1398 | 9 | 0.115 | 15.5 | 1 | 148000 | 1758000 | 1902000 | 285.15 | 292.6033 | 131 | 49 | 0 | 4443
0.1398 | 9 | 0.115 | 16 | 0.15 | 25000 | 264000 | 288000 | 285.15 | 289.749 | 131 | 49 | 0 | 753
0.1398 | 9 | 0.115 | 16 | 0.2 | 28000 | 352000 | 379000 | 285.15 | 289.9377 | 131 | 49 | 0 | 842
0.1398 | 9 | 0.115 | 16 | 0.3 | 34000 | 527000 | 561000 | 285.15 | 290.3161 | 131 | 49 | 0 | 1033
0.1398 | 9 | 0.115 | 16 | 0.4 | 42000 | 703000 | 744000 | 285.15 | 290.696 | 131 | 49 | 0 | 1248
0.1398 | 9 | 0.115 | 16 | 0.5 | 50000 | 879000 | 927000 | 285.15 | 291.0776 | 131 | 49 | 0 | 1486
0.1398 | 9 | 0.115 | 16 | 0.6 | 60000 | 1055000 | 1113000 | 285.15 | 291.465 | 131 | 49 | 0 | 1812
0.1398 | 9 | 0.115 | 16 | 0.7 | 76000 | 1231000 | 1304000 | 285.15 | 291.8617 | 131 | 49 | 0 | 2275
0.1398 | 9 | 0.115 | 16 | 0.8 | 95000 | 1406000 | 1499000 | 285.15 | 292.2665 | 131 | 49 | 0 | 2859
0.1398 | 9 | 0.115 | 16 | 0.9 | 119000 | 1582000 | 1697000 | 285.15 | 292.6794 | 131 | 49 | 0 | 3564
0.1398 | 9 | 0.115 | 16 | 1 | 151000 | 1758000 | 1904000 | 285.15 | 293.1089 | 131 | 49 | 0 | 4515
0.1398 | 9 | 0.115 | 16.5 | 0.15 | 26000 | 264000 | 289000 | 285.15 | 290.2503 | 131 | 49 | 0 | 772
0.1398 | 9 | 0.115 | 16.5 | 0.2 | 29000 | 352000 | 379000 | 285.15 | 290.4392 | 131 | 49 | 0 | 862
0.1398 | 9 | 0.115 | 16.5 | 0.3 | 35000 | 527000 | 562000 | 285.15 | 290.8179 | 131 | 49 | 0 | 1058
0.1398 | 9 | 0.115 | 16.5 | 0.4 | 42000 | 703000 | 744000 | 285.15 | 291.1981 | 131 | 49 | 0 | 1274
0.1398 | 9 | 0.115 | 16.5 | 0.5 | 51000 | 879000 | 928000 | 285.15 | 291.5808 | 131 | 49 | 0 | 1528
0.1398 | 9 | 0.115 | 16.5 | 0.6 | 63000 | 1055000 | 1116000 | 285.15 | 291.9702 | 131 | 49 | 0 | 1882
0.1398 | 9 | 0.115 | 16.5 | 0.7 | 78000 | 1231000 | 1307000 | 285.15 | 292.3672 | 131 | 49 | 0 | 2348
0.1398 | 9 | 0.115 | 16.5 | 0.8 | 98000 | 1406000 | 1501000 | 285.15 | 292.7723 | 131 | 49 | 0 | 2936
0.1398 | 9 | 0.115 | 16.5 | 0.9 | 121000 | 1582000 | 1700000 | 285.15 | 293.1854 | 131 | 49 | 0 | 3643
0.1398 | 9 | 0.115 | 16.5 | 1 | 153000 | 1758000 | 1906000 | 285.15 | 293.6144 | 131 | 49 | 0 | 4586
0.1398 | 9 | 0.115 | 17 | 0.15 | 27000 | 264000 | 289000 | 285.15 | 290.7521 | 131 | 49 | 0 | 796
0.1398 | 9 | 0.115 | 17 | 0.2 | 29000 | 352000 | 380000 | 285.15 | 290.9409 | 131 | 49 | 0 | 885
0.1398 | 9 | 0.115 | 17 | 0.3 | 36000 | 527000 | 562000 | 285.15 | 291.32 | 131 | 49 | 0 | 1085
0.1398 | 9 | 0.115 | 17 | 0.4 | 44000 | 703000 | 746000 | 285.15 | 291.701 | 131 | 49 | 0 | 1313
0.1398 | 9 | 0.115 | 17 | 0.5 | 53000 | 879000 | 930000 | 285.15 | 292.0844 | 131 | 49 | 0 | 1576
0.1398 | 9 | 0.115 | 17 | 0.6 | 65000 | 1055000 | 1118000 | 285.15 | 292.4747 | 131 | 49 | 0 | 1943
0.1398 | 9 | 0.115 | 17 | 0.7 | 81000 | 1231000 | 1309000 | 285.15 | 292.8728 | 131 | 49 | 0 | 2424
0.1398 | 9 | 0.115 | 17 | 0.8 | 101000 | 1406000 | 1504000 | 285.15 | 293.2783 | 131 | 49 | 0 | 3016
0.1398 | 9 | 0.115 | 17 | 0.9 | 124000 | 1582000 | 1703000 | 285.15 | 293.6917 | 131 | 49 | 0 | 3726
0.1398 | 9 | 0.115 | 17 | 1 | 155000 | 1758000 | 1909000 | 285.15 | 294.1198 | 131 | 49 | 0 | 4655
0.1398 | 9 | 0.115 | 17.5 | 0.15 | 26000 | 264000 | 289000 | 285.15 | 291.2515 | 131 | 49 | 0 | 786
0.1398 | 9 | 0.115 | 17.5 | 0.2 | 30000 | 352000 | 381000 | 285.15 | 291.4427 | 131 | 49 | 0 | 910
0.1398 | 9 | 0.115 | 17.5 | 0.3 | 37000 | 527000 | 564000 | 285.15 | 291.8224 | 131 | 49 | 0 | 1117
0.1398 | 9 | 0.115 | 17.5 | 0.4 | 45000 | 703000 | 747000 | 285.15 | 292.2043 | 131 | 49 | 0 | 1357
0.1398 | 9 | 0.115 | 17.5 | 0.5 | 55000 | 879000 | 932000 | 285.15 | 292.5888 | 131 | 49 | 0 | 1636
0.1398 | 9 | 0.115 | 17.5 | 0.6 | 67000 | 1055000 | 1120000 | 285.15 | 292.98 | 131 | 49 | 0 | 2014
0.1398 | 9 | 0.115 | 17.5 | 0.7 | 83000 | 1231000 | 1311000 | 285.15 | 293.3785 | 131 | 49 | 0 | 2501
0.1398 | 9 | 0.115 | 17.5 | 0.8 | 103000 | 1406000 | 1507000 | 285.15 | 293.7844 | 131 | 49 | 0 | 3098
0.1398 | 9 | 0.115 | 17.5 | 0.9 | 127000 | 1582000 | 1705000 | 285.15 | 294.1982 | 131 | 49 | 0 | 3813
0.1398 | 9 | 0.115 | 17.5 | 1 | 157000 | 1758000 | 1911000 | 285.15 | 294.6251 | 131 | 49 | 0 | 4722
0.1398 | 9 | 0.115 | 18 | 0.15 | 27000 | 264000 | 290000 | 285.15 | 291.7529 | 131 | 49 | 0 | 806
0.1398 | 9 | 0.115 | 18 | 0.2 | 31000 | 352000 | 382000 | 285.15 | 291.9451 | 131 | 49 | 0 | 943
0.1398 | 9 | 0.115 | 18 | 0.3 | 39000 | 527000 | 565000 | 285.15 | 292.3254 | 131 | 49 | 0 | 1158
0.1398 | 9 | 0.115 | 18 | 0.4 | 47000 | 703000 | 749000 | 285.15 | 292.7078 | 131 | 49 | 0 | 1405
0.1398 | 9 | 0.115 | 18 | 0.5 | 57000 | 879000 | 934000 | 285.15 | 293.0933 | 131 | 49 | 0 | 1697
0.1398 | 9 | 0.115 | 18 | 0.6 | 70000 | 1055000 | 1122000 | 285.15 | 293.4853 | 131 | 49 | 0 | 2086
0.1398 | 9 | 0.115 | 18 | 0.7 | 86000 | 1231000 | 1314000 | 285.15 | 293.8843 | 131 | 49 | 0 | 2580
0.1398 | 9 | 0.115 | 18 | 0.8 | 106000 | 1406000 | 1509000 | 285.15 | 294.2908 | 131 | 49 | 0 | 3184
0.1398 | 9 | 0.115 | 18 | 0.9 | 130000 | 1582000 | 1708000 | 285.15 | 294.7048 | 131 | 49 | 0 | 3900
0.1398 | 9 | 0.115 | 18 | 1 | 160000 | 1758000 | 1913000 | 285.15 | 295.1305 | 131 | 49 | 0 | 4790
0.1398 | 9 | 0.115 | 21 | 0.15 | 33000 | 264000 | 296000 | 285.15 | 294.7665 | 131 | 49 | 0 | 997
0.1398 | 9 | 0.115 | 21 | 0.2 | 38000 | 352000 | 389000 | 285.15 | 294.9596 | 131 | 49 | 0 | 1146
0.1398 | 9 | 0.115 | 21 | 0.3 | 49000 | 527000 | 575000 | 285.15 | 295.3486 | 131 | 49 | 0 | 1483
0.1398 | 9 | 0.115 | 21 | 0.4 | 57000 | 703000 | 759000 | 285.15 | 295.7311 | 131 | 49 | 0 | 1725
0.1398 | 9 | 0.115 | 21 | 0.5 | 70000 | 879000 | 947000 | 285.15 | 296.1228 | 131 | 49 | 0 | 2103
0.1398 | 9 | 0.115 | 21 | 0.6 | 85000 | 1055000 | 1137000 | 285.15 | 296.5187 | 131 | 49 | 0 | 2544
0.1398 | 9 | 0.115 | 21 | 0.7 | 103000 | 1231000 | 1331000 | 285.15 | 296.9224 | 131 | 49 | 0 | 3100
0.1398 | 9 | 0.115 | 21 | 0.8 | 125000 | 1406000 | 1527000 | 285.15 | 297.3315 | 131 | 49 | 0 | 3737
0.1398 | 9 | 0.115 | 21 | 0.9 | 149000 | 1582000 | 1727000 | 285.15 | 297.7471 | 131 | 49 | 0 | 4469
0.1398 | 9 | 0.115 | 21 | 1 | 178000 | 1758000 | 1931000 | 285.15 | 298.1717 | 131 | 49 | 0 | 5336
0.1398 | 9 | 0.115 | 24 | 0.15 | 41000 | 264000 | 303000 | 285.15 | 297.7823 | 131 | 49 | 0 | 1221
0.1398 | 9 | 0.115 | 24 | 0.2 | 47000 | 352000 | 397000 | 285.15 | 297.9784 | 131 | 49 | 0 | 1411
0.1398 | 9 | 0.115 | 24 | 0.3 | 61000 | 527000 | 587000 | 285.15 | 298.3736 | 131 | 49 | 0 | 1835
0.1398 | 9 | 0.115 | 24 | 0.4 | 70000 | 703000 | 771000 | 285.15 | 298.7587 | 131 | 49 | 0 | 2110
0.1398 | 9 | 0.115 | 24 | 0.5 | 85000 | 879000 | 961000 | 285.15 | 299.1551 | 131 | 49 | 0 | 2550
0.1398 | 9 | 0.115 | 24 | 0.6 | 102000 | 1055000 | 1154000 | 285.15 | 299.5557 | 131 | 49 | 0 | 3054
0.1398 | 9 | 0.115 | 24 | 0.7 | 122000 | 1231000 | 1349000 | 285.15 | 299.9626 | 131 | 49 | 0 | 3652
0.1398 | 9 | 0.115 | 24 | 0.8 | 145000 | 1406000 | 1547000 | 285.15 | 300.3762 | 131 | 49 | 0 | 4348
0.1398 | 9 | 0.115 | 24 | 0.9 | 171000 | 1582000 | 1748000 | 285.15 | 300.7961 | 131 | 49 | 0 | 5140
0.1398 | 9 | 0.115 | 24 | 1 | 202000 | 1758000 | 1954000 | 285.15 | 301.2245 | 131 | 49 | 0 | 6056
0.1398 | 9 | 0.115 | 27 | 0.15 | 49000 | 264000 | 311000 | 285.15 | 300.7995 | 131 | 49 | 0 | 1467
0.1398 | 9 | 0.115 | 27 | 0.2 | 57000 | 352000 | 407000 | 285.15 | 300.9989 | 131 | 49 | 0 | 1702
0.1398 | 9 | 0.115 | 27 | 0.3 | 72000 | 527000 | 597000 | 285.15 | 301.396 | 131 | 49 | 0 | 2148
0.1398 | 9 | 0.115 | 27 | 0.4 | 89000 | 703000 | 789000 | 285.15 | 301.7977 | 131 | 49 | 0 | 2662
0.1398 | 9 | 0.115 | 27 | 0.5 | 102000 | 879000 | 978000 | 285.15 | 302.1908 | 131 | 49 | 0 | 3049
0.1398 | 9 | 0.115 | 27 | 0.6 | 120000 | 1055000 | 1172000 | 285.15 | 302.5956 | 131 | 49 | 0 | 3609
0.1398 | 9 | 0.115 | 27 | 0.7 | 142000 | 1231000 | 1368000 | 285.15 | 303.0067 | 131 | 49 | 0 | 4263
0.1398 | 9 | 0.115 | 27 | 0.8 | 167000 | 1406000 | 1569000 | 285.15 | 303.4251 | 131 | 49 | 0 | 5023
0.1398 | 9 | 0.115 | 27 | 0.9 | 196000 | 1582000 | 1772000 | 285.15 | 303.8501 | 131 | 49 | 0 | 5883
0.1398 | 9 | 0.115 | 27 | 1 | 227000 | 1758000 | 1979000 | 285.15 | 304.2804 | 131 | 49 | 0 | 6820
0.1398 | 9 | 0.115 | 30 | 0.15 | 58000 | 264000 | 320000 | 285.15 | 303.818 | 131 | 49 | 0 | 1731
0.1398 | 9 | 0.115 | 30 | 0.2 | 67000 | 352000 | 417000 | 285.15 | 304.0209 | 131 | 49 | 0 | 2015
0.1398 | 9 | 0.115 | 30 | 0.3 | 85000 | 527000 | 610000 | 285.15 | 304.4244 | 131 | 49 | 0 | 2550
0.1398 | 9 | 0.115 | 30 | 0.4 | 103000 | 703000 | 803000 | 285.15 | 304.828 | 131 | 49 | 0 | 3086
0.1398 | 9 | 0.115 | 30 | 0.5 | 123000 | 879000 | 998000 | 285.15 | 305.2365 | 131 | 49 | 0 | 3694
0.1398 | 9 | 0.115 | 30 | 0.6 | 141000 | 1055000 | 1191000 | 285.15 | 305.6395 | 131 | 49 | 0 | 4221
0.1398 | 9 | 0.115 | 30 | 0.7 | 164000 | 1231000 | 1390000 | 285.15 | 306.0546 | 131 | 49 | 0 | 4928
0.1398 | 9 | 0.115 | 30 | 0.8 | 191000 | 1406000 | 1592000 | 285.15 | 306.4766 | 131 | 49 | 0 | 5737
0.1398 | 9 | 0.115 | 30 | 0.9 | 222000 | 1582000 | 1797000 | 285.15 | 306.9056 | 131 | 49 | 0 | 6648
0.1398 | 9 | 0.115 | 30 | 1 | 257000 | 1758000 | 2007000 | 285.15 | 307.3442 | 131 | 49 | 0 | 7703

## PerformanceMapStandby
chillerEnvironmentalDryBulbTemperature | inputPower
C | W
7 | 2000
25 | 1500
45 | 1500